## Introduction
Supplementary Data File S1: Grubert and Sanders (2018) - Water use in the US energy system
This workbook contains supporting data and calculations for the paper "Water use in the US energy system: A national assessment and unit process inventory of water consumption and withdrawals" by E. A. Grubert and K. T. Sanders.
Additional detail can be found in the main manuscript and supporting text, at http://dx.doi.org/10.1021/acs.est.8b00139.
Calculations by | E. A. Grubert, Emmett Interdisciplinary Program in Environment and Resources, Stanford University
K. T. Sanders, Sonny D. Astani Department of Civil and Environmental Engineering, University of Southern California
Workbook date | 14 May 2018
Contents | Volume Summary | Overview of total water consumed and withdrawn by source, quality, life cycle stage, and fuel cycle
| Intensity Summary | Overview of water consumed and withdrawn per unit of delivered energy by source, quality, life cycle stage, and fuel cycle
| Absolute Volume | Total water consumed and withdrawn by source, quality, and life cycle stage for each of 17 fuel cycles
| Intensity | Consumption and withdrawal water intensity per unit of delivered energy by source, quality, and life cycle stage for each of 17 fuel cycles
| Resource-specific data | Process-specific consumption and withdrawal water volumes, intensity per unit energy involved, and intensity per unit of delivered energy by source and quality for each of 17 fuel cycles
| Calculations and assumptions | Underlying calculations and assumptions associated with data in this workbook
Note: | Sheets in this workbook are protected, but no password is required to unprotect sheets. Protection is intended to prevent inadvertent overwriting of formulas.
See sheet Internal consistency check to view a summary of the current values in the below pages if you wish to view the effects of any changes made.
Volume Summary
Absolute Volume
Resource-specific data

## Volume Summary
| Consumed, cubic meters (2014) | Withdrawn, cubic meters (2014) | Returned to source, cubic meters (2014)
Water Source
Ground | 8525080938 | 12114697560 | 3589616622
Surface | 7545888272 | 205838024360 | 198292136088
Reuse | 316468088 | 1658282724 | 1341814636
Total | 16387437298 | 219610650474 | 203223213176
Water Quality
Freshwater | 13254133424 | 179801639595 | 166547506171
Brackish Water | 487079207 | 14699543653 | 14212464446
Saline | 828463827 | 21808650473 | 20980186646
Not RO Treatable | 1817760839 | 3301170923 | 1483410084
Total | 16387437297 | 219610650474 | 203223213177
Life Cycle Stage
Production | 10335405494 | 13489543126 | 3154137632
Processing | 127825520 | 838575819 | 710750299
Transport | 234096560 | 242918642 | 8822082
Conversion | 5317639485.0019 | 204962682159 | 199645042673.9981
Power Gen, Once Through Cooling | 1039011841.5412 | 165494794705 | 164455782863.4588
Power Gen, Recirculating Cooling Ponds | 553682702.9666 | 34479742483 | 33926059780.0334
Power Gen, Recirculating Cooling Towers | 3135394115.5095 | 4154938486 | 1019544370.4905
Refining | 594434760.5109 | 831800304 | 237365543.4891
Post-conversion | 372470239.0645 | 77284898 | -
Total | 16387437298.0665 | 219611004644 | 203223567345.9335
Fuel Cycle
Conventional oil | 2853393578.1 | 7078532086 | 4225138507.9
Unconventional oil | 320728847.9 | 1059681033 | 738952185.1
Ethanol | 3682531436.5 | 4547189422 | 864657985.5
Biodiesel | 494875863.7 | 621688756 | 126812892.3
Subbituminous coal | 1139103192.1 | 53594116670 | 52455013477.9
Bituminous coal | 1700484017.5 | 50008063326 | 48307579308.5
Lignite | 159142193.1 | 6487629334 | 6328487140.9
Conventional natural gas | 696124262 | 9376612861 | 8680488599
Unconventional natural gas | 980869718 | 9208311343 | 8227441625
Uranium | 1651674465.6 | 70611847141 | 68960172675.4
Hydropower | 2346976960 | 2346976960 | -
Wind | 1961874 | 19618740 | 17656866
Solid biomass and RDF | 180074745.1 | 4364800898 | 4184726152.9
Biogas | 2778556.1 | 103521135 | 100742578.9
Geothermal | 168317795.1 | 168505329 | 187533.9
Solar photovoltaic | 169190.6 | 169191 | -
Solar thermal | 8230602.8 | 13740418 | 5509815.2
Total | 16387437298.2 | 219611004644 | 203223567345.8
Note on D2: Emily Grubert: excludes hydropower, 2e13

## Intensity Summary
| Consumed, m3/GJ delivered (2014) | Withdrawn, m3/GJ delivered (2014) | Returned to source, m3/GJ delivered (2014)
Water Source
Ground | 0.11945 | 0.16975 | 0.050298
Surface | 0.10573 | 2.8842 | 2.7785
Reuse | 0.0044344 | 0.023236 | 0.018802
Total | 0.22962 | 3.0772 | 2.8476
Water Quality
Freshwater | 0.18572 | 2.5194 | 2.3337
Brackish Water | 0.006825 | 0.20597 | 0.19915
Saline | 0.011608 | 0.30558 | 0.29397
Not RO Treatable | 0.02547 | 0.046256 | 0.020786
Total | 0.22962 | 3.0772 | 2.8476
Life Cycle Stage
Production | 0.14482 | 0.18902 | 0.044196
Processing | 0.0017911 | 0.01175 | 0.009959
Transport | 0.0032802 | 0.0034038 | 0.00012362
Conversion | 0.074511 | 2.8719 | 2.7974
Post-conversion | 0.0052191 | 0.0010829 | -
Total | 0.22962 | 3.0772 | 2.8517
Fuel Cycle
Conventional oil | 0.11272 | 0.27964 | 0.16692
Unconventional oil | 0.035372 | 0.11687 | 0.081496
Ethanol | 2.8615 | 3.5334 | 0.67188
Biodiesel | 2.3074 | 2.8987 | 0.59128
Subbituminous coal | 0.46176 | 21.7256 | 21.2639
Bituminous coal | 0.40583 | 11.9348 | 11.529
Lignite | 0.54122 | 22.0637 | 21.5225
Conventional natural gas | 0.059481 | 0.8012 | 0.74172
Unconventional natural gas | 0.088426 | 0.83014 | 0.74171
Uranium | 0.60619 | 25.9158 | 25.3096
Hydropower | 2.6475 | 2.6475 | -
Wind | 0.0031598 | 0.031598 | 0.028438
Solid biomass and RDF | 0.13924 | 3.375 | 3.2358
Biogas | 0.046029 | 1.7149 | 1.6689
Geothermal | 3.1017 | 3.1051 | 0.0034558
Solar photovoltaic | 0.0018692 | 0.0018692 | -
Solar thermal | 0.98651 | 1.6469 | 0.6604
Total | 0.22962 | 3.0772 | 2.8476
Note on D2: Emily Grubert: excludes hydropower, 2e13

## Absolute Volume
United States Total (2014)
All units in m^3
Total Associated Water Volume (m^3) |  |  | Production |  | Processing |  | Transport |  | Conversion |  | Post-conversion |  | Combustion |  | Total | Total | Total
|  |  | Consumption | Withdrawal | Consumption | Withdrawal | Consumption | Withdrawal | Consumption | Withdrawal | Consumption | Withdrawal | Consumption | Withdrawal | Consumption | Withdrawal | Combustion
| Water Source | Water Quality | 10335405494.0644 | 13489543125.8728 | 127825520.0553 | 838575819.2218 | 234096559.6294 | 242918641.6135 | 5317639485.0019 | 204962682159.4019 | 372470239.0645 | 77284897.839 | -2767634429.9675 | -2767634429.9675 | 16387437297.8155 | 219611004643.9489 | -2767634429.9675
| Ground | Freshwater | 4919031381.9335 | 5848987362.6234 | 47986925.7895 | 297580360.9003 | 22617797.3965 | 26145799.5165 | 903773715.3477 | 1154157784.3395 | 24794969.1773 | 196753.5641 | 0 | 0 | 5918204789.6444 | 7327068060.9438 | 0
| Ground | Brackish Water | 291086946.0076 | 525083056.6209 | 1172240.1365 | 1121610.4722 | 0 | 0 | 3814490.3787 | 5174769.6405 | 820045.9659 | 0 | 0 | 0 | 296893722.4887 | 531379436.7337 | 0
| Ground | Saline | 490332226.2292 | 947300309.8116 | 505440.2014 | 744980.556 | 0 | 0 | 6167062.6384 | 7033848.9704 | 0 | 0 | 0 | 0 | 497004729.069 | 955079139.338 | 0
| Ground | Not RO Treatable | 1803389770.7428 | 3291721344.0227 | 9587926.1257 | 9449579.1632 | 0 | 0 | 0 | 0 | 0 | 0 | 0 | 0 | 1812977696.8684 | 3301170923.1859 | 0
| Surface | Freshwater | 2796811241.9022 | 2858762067.5137 | 68572987.8024 | 529679288.1301 | 90471189.586 | 95763192.766 | 3780761424.3017 | 167645149479.3086 | 328634066.0914 | 76890460.6988 | -2767634429.9675 | -2767634429.9675 | 7065250909.6838 | 171206244488.4172 | -2767634429.9675
| Surface | Brackish Water | 0 | 0 | 0 | 0 | 0 | 0 | 167448481.0151 | 14013850131.8692 | 8928904.1609 | 0 | 0 | 0 | 176377385.176 | 14013850131.8692 | 0
| Surface | Saline | 0 | 0 | 0 | 0 | 121007572.6468 | 121009649.331 | 177539087.476 | 20496920090.5757 | 5713316.8782 | 0 | 0 | 0 | 304259977.001 | 20617929739.9067 | 0
| Surface | Not RO Treatable | 0 | 0 | 0 | 0 | 0 | 0 | 0 | 0 | 0 | 0 | 0 | 0 | 0 | 0 | 0
| Reuse | Freshwater | 17688985.2805 | 17688985.2805 | 0 | 0 | 0 | 0 | 249537424.4556 | 1250440376.6359 | 3451315.3525 | 197683.5761 | 0 | 0 | 270677725.0886 | 1268327045.4925 | 0
| Reuse | Brackish Water | 0 | 0 | 0 | 0 | 0 | 0 | 13726678.8166 | 154314084.3074 | 81420.5571 | 0 | 0 | 0 | 13808099.3737 | 154314084.3074 | 0
| Reuse | Saline | 12281799.3557 | 0 | 0 | 0 | 0 | 0 | 14871120.572 | 235641593.7546 | 46200.8813 | 0 | 0 | 0 | 27199120.809 | 235641593.7546 | 0
| Reuse | Not RO Treatable | 4783142.6128 | 0 | 0 | 0 | 0 | 0 | 0 | 0 | 0 | 0 | 0 | 0 | 4783142.6128 | 0 | 0
Conventional Oil (includes refining of imports)
Total Associated Water Volume (m^3) |  |  | Production |  | Processing |  | Transport |  | Conversion |  | Post-conversion |  | Combustion |  | Resource | Resource | Resource
|  |  | Consumption | Withdrawal | Consumption | Withdrawal | Consumption | Withdrawal | Consumption | Withdrawal | Consumption | Withdrawal | Consumption | Withdrawal | Consumption | Withdrawal | Combustion
| Water Source | Water Quality | 2381744246.7113 | 4543975072.2184 | 0 | 0 | 121397133.381 | 125744946.8741 | 350252198.0059 | 2408812067.3464 | 0 | 0 | -814736285.7633 | -814736285.7633 | 2853393578.0981 | 7078532086.4389 | -814736285.7633
| Ground | Freshwater | 79388655.5304 | 79388655.5304 | 0 | 0 | 79426.6762 | 1818552.0735 | 92180698.0436 | 144410423.289 | 0 | 0 | 0 | 0 | 171648780.2502 | 225617630.8928 | 0
| Ground | Brackish Water | 250180993.5817 | 484177104.195 | 0 | 0 | 0 | 0 | 15935.8261 | 23211.8097 | 0 | 0 | 0 | 0 | 250196929.4078 | 484200316.0048 | 0
| Ground | Saline | 472694617.528 | 918039075.2766 | 0 | 0 | 0 | 0 | 163.332 | 183.3895 | 0 | 0 | 0 | 0 | 472694780.86 | 918039258.6661 | 0
| Ground | Not RO Treatable | 1518932119.0439 | 3002480549.711 | 0 | 0 | 0 | 0 | 0 | 0 | 0 | 0 | 0 | 0 | 1518932119.0439 | 3002480549.711 | 0
| Surface | Freshwater | 59889687.5054 | 59889687.5054 | 0 | 0 | 317706.7048 | 2926394.8007 | 252121588.552 | 1371574175.3153 | 0 | 0 | -814736285.7633 | -814736285.7633 | 312328982.7622 | 1434390257.6213 | -814736285.7633
| Surface | Brackish Water | 0 | 0 | 0 | 0 | 0 | 0 | 1005166.9771 | 98243006.7552 | 0 | 0 | 0 | 0 | 1005166.9771 | 98243006.7552 | 0
| Surface | Saline | 0 | 0 | 0 | 0 | 121000000 | 121000000 | 4485585.7699 | 791380490.8403 | 0 | 0 | 0 | 0 | 125485585.7699 | 912380490.8403 | 0
| Surface | Not RO Treatable | 0 | 0 | 0 | 0 | 0 | 0 | 0 | 0 | 0 | 0 | 0 | 0 | 0 | 0 | 0
| Reuse | Freshwater | 0 | 0 | 0 | 0 | 0 | 0 | 351415.972 | 1653196.0811 | 0 | 0 | 0 | 0 | 351415.972 | 1653196.0811 | 0
| Reuse | Brackish Water | 0 | 0 | 0 | 0 | 0 | 0 | 18842.7612 | 169742.8081 | 0 | 0 | 0 | 0 | 18842.7612 | 169742.8081 | 0
| Reuse | Saline | 658173.522 | 0 | 0 | 0 | 0 | 0 | 72800.7721 | 1357637.0583 | 0 | 0 | 0 | 0 | 730974.2941 | 1357637.0583 | 0
| Reuse | Not RO Treatable | 0 | 0 | 0 | 0 | 0 | 0 | 0 | 0 | 0 | 0 | 0 | 0 | 0 | 0 | 0
Unconventional Oil
Total Associated Water Volume (m^3) |  |  | Production |  | Processing |  | Transport |  | Conversion |  | Post-conversion |  | Combustion |  | Resource | Resource | Resource
|  |  | Consumption | Withdrawal | Consumption | Withdrawal | Consumption | Withdrawal | Consumption | Withdrawal | Consumption | Withdrawal | Consumption | Withdrawal | Consumption | Withdrawal | Combustion
| Water Source | Water Quality | 195123086.7763 | 195123086.7763 | 0 | 0 | 142256.768 | 1699682.8749 | 125463504.3612 | 862858263.381 | 0 | 0 | -291845904.534 | -291845904.534 | 320728847.9055 | 1059681033.0322 | -291845904.534
| Ground | Freshwater | 71707403.2125 | 71707403.2125 | 0 | 0 | 28451.3536 | 651421.7963 | 33019959.5516 | 51729119.4039 | 0 | 0 | 0 | 0 | 104755814.1177 | 124087944.4127 | 0
| Ground | Brackish Water | 0 | 0 | 0 | 0 | 0 | 0 | 5708.357 | 8314.6801 | 0 | 0 | 0 | 0 | 5708.357 | 8314.6801 | 0
| Ground | Saline | 0 | 2091250 | 0 | 0 | 0 | 0 | 58.507 | 65.6918 | 0 | 0 | 0 | 0 | 58.507 | 2091315.6918 | 0
| Ground | Not RO Treatable | 63465650.6146 | 67229375 | 0 | 0 | 0 | 0 | 0 | 0 | 0 | 0 | 0 | 0 | 63465650.6146 | 67229375 | 0
| Surface | Freshwater | 54095058.5638 | 54095058.5638 | 0 | 0 | 113805.4144 | 1048261.0785 | 90312232.7424 | 491310271.5873 | 0 | 0 | -291845904.534 | -291845904.534 | 144521096.7206 | 546453591.2297 | -291845904.534
| Surface | Brackish Water | 0 | 0 | 0 | 0 | 0 | 0 | 360059.9001 | 35191533.3484 | 0 | 0 | 0 | 0 | 360059.9001 | 35191533.3484 | 0
| Surface | Saline | 0 | 0 | 0 | 0 | 0 | 0 | 1606777.3822 | 283479647.6058 | 0 | 0 | 0 | 0 | 1606777.3822 | 283479647.6058 | 0
| Surface | Not RO Treatable | 0 | 0 | 0 | 0 | 0 | 0 | 0 | 0 | 0 | 0 | 0 | 0 | 0 | 0 | 0
| Reuse | Freshwater | 0 | 0 | 0 | 0 | 0 | 0 | 125880.3787 | 592189.7847 | 0 | 0 | 0 | 0 | 125880.3787 | 592189.7847 | 0
| Reuse | Brackish Water | 0 | 0 | 0 | 0 | 0 | 0 | 6749.6474 | 60803.4087 | 0 | 0 | 0 | 0 | 6749.6474 | 60803.4087 | 0
| Reuse | Saline | 2091250 | 0 | 0 | 0 | 0 | 0 | 26077.8948 | 486317.8702 | 0 | 0 | 0 | 0 | 2117327.8948 | 486317.8702 | 0
| Reuse | Not RO Treatable | 3763724.3854 | 0 | 0 | 0 | 0 | 0 | 0 | 0 | 0 | 0 | 0 | 0 | 3763724.3854 | 0 | 0
Ethanol
Total Associated Water Volume (m^3) |  |  | Production |  | Processing |  | Transport |  | Conversion |  | Post-conversion |  | Combustion |  | Resource | Resource | Resource
|  |  | Consumption | Withdrawal | Consumption | Withdrawal | Consumption | Withdrawal | Consumption | Withdrawal | Consumption | Withdrawal | Consumption | Withdrawal | Consumption | Withdrawal | Combustion
| Water Source | Water Quality | 3529635973.726 | 4377305574.9254 | 0 | 0 | 0 | 0 | 152895462.8167 | 169883847.5741 | 0 | 0 | -51476826.8157 | -51476826.8157 | 3682531436.5427 | 4547189422.4995 | -51476826.8157
| Ground | Freshwater | 3353154175.0397 | 4158440296.1791 | 0 | 0 | 0 | 0 | 145250689.6759 | 161389655.1954 | 0 | 0 | 0 | 0 | 3498404864.7156 | 4319829951.3746 | 0
| Ground | Brackish Water | 0 | 0 | 0 | 0 | 0 | 0 | 0 | 0 | 0 | 0 | 0 | 0 | 0 | 0 | 0
| Ground | Saline | 0 | 0 | 0 | 0 | 0 | 0 | 0 | 0 | 0 | 0 | 0 | 0 | 0 | 0 | 0
| Ground | Not RO Treatable | 0 | 0 | 0 | 0 | 0 | 0 | 0 | 0 | 0 | 0 | 0 | 0 | 0 | 0 | 0
| Surface | Freshwater | 176481798.6863 | 218865278.7463 | 0 | 0 | 0 | 0 | 7644773.1408 | 8494192.3787 | 0 | 0 | -51476826.8157 | -51476826.8157 | 184126571.8271 | 227359471.125 | -51476826.8157
| Surface | Brackish Water | 0 | 0 | 0 | 0 | 0 | 0 | 0 | 0 | 0 | 0 | 0 | 0 | 0 | 0 | 0
| Surface | Saline | 0 | 0 | 0 | 0 | 0 | 0 | 0 | 0 | 0 | 0 | 0 | 0 | 0 | 0 | 0
| Surface | Not RO Treatable | 0 | 0 | 0 | 0 | 0 | 0 | 0 | 0 | 0 | 0 | 0 | 0 | 0 | 0 | 0
| Reuse | Freshwater | 0 | 0 | 0 | 0 | 0 | 0 | 0 | 0 | 0 | 0 | 0 | 0 | 0 | 0 | 0
| Reuse | Brackish Water | 0 | 0 | 0 | 0 | 0 | 0 | 0 | 0 | 0 | 0 | 0 | 0 | 0 | 0 | 0
| Reuse | Saline | 0 | 0 | 0 | 0 | 0 | 0 | 0 | 0 | 0 | 0 | 0 | 0 | 0 | 0 | 0
| Reuse | Not RO Treatable | 0 | 0 | 0 | 0 | 0 | 0 | 0 | 0 | 0 | 0 | 0 | 0 | 0 | 0 | 0
Biodiesel
Total Associated Water Volume (m^3) |  |  | Production |  | Processing |  | Transport |  | Conversion |  | Post-conversion |  | Combustion |  | Resource | Resource | Resource
|  |  | Consumption | Withdrawal | Consumption | Withdrawal | Consumption | Withdrawal | Consumption | Withdrawal | Consumption | Withdrawal | Consumption | Withdrawal | Consumption | Withdrawal | Combustion
| Water Source | Water Quality | 492800803.5777 | 619383133.5232 | 583570.7595 | 648411.955 | 0 | 0 | 1491489.3941 | 1657210.4379 | 0 | 0 | -6434118.3909 | -6434118.3909 | 494875863.7313 | 621688755.9161 | -6434118.3909
| Ground | Freshwater | 458179250.2091 | 575788354.2031 | 536885.0988 | 596538.9986 | 0 | 0 | 1372170.2426 | 1524633.6029 | 0 | 0 | 0 | 0 | 460088305.5504 | 577909526.8045 | 0
| Ground | Brackish Water | 0 | 0 | 0 | 0 | 0 | 0 | 0 | 0 | 0 | 0 | 0 | 0 | 0 | 0 | 0
| Ground | Saline | 0 | 0 | 0 | 0 | 0 | 0 | 0 | 0 | 0 | 0 | 0 | 0 | 0 | 0 | 0
| Ground | Not RO Treatable | 0 | 0 | 0 | 0 | 0 | 0 | 0 | 0 | 0 | 0 | 0 | 0 | 0 | 0 | 0
| Surface | Freshwater | 34621553.3686 | 43594779.3201 | 46685.6608 | 51872.9564 | 0 | 0 | 119319.1515 | 132576.835 | 0 | 0 | -6434118.3909 | -6434118.3909 | 34787558.1809 | 43779229.1116 | -6434118.3909
| Surface | Brackish Water | 0 | 0 | 0 | 0 | 0 | 0 | 0 | 0 | 0 | 0 | 0 | 0 | 0 | 0 | 0
| Surface | Saline | 0 | 0 | 0 | 0 | 0 | 0 | 0 | 0 | 0 | 0 | 0 | 0 | 0 | 0 | 0
| Surface | Not RO Treatable | 0 | 0 | 0 | 0 | 0 | 0 | 0 | 0 | 0 | 0 | 0 | 0 | 0 | 0 | 0
| Reuse | Freshwater | 0 | 0 | 0 | 0 | 0 | 0 | 0 | 0 | 0 | 0 | 0 | 0 | 0 | 0 | 0
| Reuse | Brackish Water | 0 | 0 | 0 | 0 | 0 | 0 | 0 | 0 | 0 | 0 | 0 | 0 | 0 | 0 | 0
| Reuse | Saline | 0 | 0 | 0 | 0 | 0 | 0 | 0 | 0 | 0 | 0 | 0 | 0 | 0 | 0 | 0
| Reuse | Not RO Treatable | 0 | 0 | 0 | 0 | 0 | 0 | 0 | 0 | 0 | 0 | 0 | 0 | 0 | 0 | 0
Subbituminous Coal
Total Associated Water Volume (m^3) |  |  | Production |  | Processing |  | Transport |  | Conversion |  | Post-conversion |  | Combustion |  | Resource | Resource | Resource
|  |  | Consumption | Withdrawal | Consumption | Withdrawal | Consumption | Withdrawal | Consumption | Withdrawal | Consumption | Withdrawal | Consumption | Withdrawal | Consumption | Withdrawal | Combustion
| Water Source | Water Quality | 8382176.4134 | 8382176.4134 | 72634.6484 | 907933.1052 | 0 | 0 | 1057180086.7892 | 53565034965.7279 | 73468294.2964 | 19791595.2253 | -242765424.0497 | -242765424.0497 | 1139103192.1474 | 53594116670.4718 | -242765424.0497
| Ground | Freshwater | 8382176.4134 | 8382176.4134 | 25422.1269 | 317776.5868 | 0 | 0 | 246389183.9423 | 271253329.6725 | 12610257.927 | 100224.6355 | 0 | 0 | 267407040.4097 | 280053507.3082 | 0
| Ground | Brackish Water | 0 | 0 | 0 | 0 | 0 | 0 | 0 | 0 | 0 | 0 | 0 | 0 | 0 | 0 | 0
| Ground | Saline | 0 | 0 | 0 | 0 | 0 | 0 | 0 | 0 | 0 | 0 | 0 | 0 | 0 | 0 | 0
| Ground | Not RO Treatable | 0 | 0 | 0 | 0 | 0 | 0 | 0 | 0 | 0 | 0 | 0 | 0 | 0 | 0 | 0
| Surface | Freshwater | 0 | 0 | 47212.5215 | 590156.5184 | 0 | 0 | 783298494.2829 | 52746159586.0726 | 59343092.4421 | 19572311.5828 | -242765424.0497 | -242765424.0497 | 842688799.2464 | 52766322054.1737 | -242765424.0497
| Surface | Brackish Water | 0 | 0 | 0 | 0 | 0 | 0 | 1158075.8344 | 218998148.595 | 58799.5261 | 0 | 0 | 0 | 1216875.3605 | 218998148.595 | 0
| Surface | Saline | 0 | 0 | 0 | 0 | 0 | 0 | 99128.1724 | 6396218.3474 | 5033.0811 | 0 | 0 | 0 | 104161.2534 | 6396218.3474 | 0
| Surface | Not RO Treatable | 0 | 0 | 0 | 0 | 0 | 0 | 0 | 0 | 0 | 0 | 0 | 0 | 0 | 0 | 0
| Reuse | Freshwater | 0 | 0 | 0 | 0 | 0 | 0 | 26203644.7763 | 320863519.7476 | 1449508.9207 | 119059.007 | 0 | 0 | 27653153.6969 | 320982578.7546 | 0
| Reuse | Brackish Water | 0 | 0 | 0 | 0 | 0 | 0 | 29071.3516 | 1325451.2062 | 1476.0533 | 0 | 0 | 0 | 30547.4049 | 1325451.2062 | 0
| Reuse | Saline | 0 | 0 | 0 | 0 | 0 | 0 | 2488.4294 | 38712.0867 | 126.3462 | 0 | 0 | 0 | 2614.7756 | 38712.0867 | 0
| Reuse | Not RO Treatable | 0 | 0 | 0 | 0 | 0 | 0 | 0 | 0 | 0 | 0 | 0 | 0 | 0 | 0 | 0
Bituminous Coal
Total Associated Water Volume (m^3) |  |  | Production |  | Processing |  | Transport |  | Conversion |  | Post-conversion |  | Combustion |  | Resource | Resource | Resource
|  |  | Consumption | Withdrawal | Consumption | Withdrawal | Consumption | Withdrawal | Consumption | Withdrawal | Consumption | Withdrawal | Consumption | Withdrawal | Consumption | Withdrawal | Combustion
| Water Source | Water Quality | 559979156.8236 | 559979156.8236 | 59578570.361 | 744732129.5123 | 0 | 0 | 797559286.2768 | 48661493678.2202 | 283367004.0677 | 41858361.9132 | -178266902.5277 | -178266902.5277 | 1700484017.5291 | 50008063326.4693 | -178266902.5277
| Ground | Freshwater | 559979156.8236 | 559979156.8236 | 20852499.6263 | 260656245.3293 | 0 | 0 | 39920070.6808 | 69598301.7697 | 12151391.2001 | 63208.8785 | 0 | 0 | 632903118.3309 | 890296912.8011 | 0
| Ground | Brackish Water | 0 | 0 | 0 | 0 | 0 | 0 | 2708123.6906 | 3883752.9322 | 820045.9659 | 0 | 0 | 0 | 3528169.6565 | 3883752.9322 | 0
| Ground | Saline | 0 | 0 | 0 | 0 | 0 | 0 | 0 | 0 | 0 | 0 | 0 | 0 | 0 | 0 | 0
| Ground | Not RO Treatable | 0 | 0 | 0 | 0 | 0 | 0 | 0 | 0 | 0 | 0 | 0 | 0 | 0 | 0 | 0
| Surface | Freshwater | 0 | 0 | 38726070.7346 | 484075884.183 | 0 | 0 | 700020061.9604 | 43270554907.5976 | 253746918.4071 | 41774093.8737 | -178266902.5277 | -178266902.5277 | 992493051.1021 | 43796404885.6543 | -178266902.5277
| Surface | Brackish Water | 0 | 0 | 0 | 0 | 0 | 0 | 29292675.6518 | 2885368545.285 | 8870104.6348 | 0 | 0 | 0 | 38162780.2866 | 2885368545.285 | 0
| Surface | Saline | 0 | 0 | 0 | 0 | 0 | 0 | 18851063.5084 | 2407606318.386 | 5708283.7971 | 0 | 0 | 0 | 24559347.3056 | 2407606318.386 | 0
| Surface | Not RO Treatable | 0 | 0 | 0 | 0 | 0 | 0 | 0 | 0 | 0 | 0 | 0 | 0 | 0 | 0 | 0
| Reuse | Freshwater | 0 | 0 | 0 | 0 | 0 | 0 | 6351124.9127 | 21825232.0217 | 1944241.0238 | 21059.161 | 0 | 0 | 8295365.9365 | 21846291.1828 | 0
| Reuse | Brackish Water | 0 | 0 | 0 | 0 | 0 | 0 | 264009.1087 | 1455481.1077 | 79944.5038 | 0 | 0 | 0 | 343953.6124 | 1455481.1077 | 0
| Reuse | Saline | 0 | 0 | 0 | 0 | 0 | 0 | 152156.7634 | 1201139.1202 | 46074.5351 | 0 | 0 | 0 | 198231.2984 | 1201139.1202 | 0
| Reuse | Not RO Treatable | 0 | 0 | 0 | 0 | 0 | 0 | 0 | 0 | 0 | 0 | 0 | 0 | 0 | 0 | 0
Lignite Coal
Total Associated Water Volume (m^3) |  |  | Production |  | Processing |  | Transport |  | Conversion |  | Post-conversion |  | Combustion |  | Resource | Resource | Resource
|  |  | Consumption | Withdrawal | Consumption | Withdrawal | Consumption | Withdrawal | Consumption | Withdrawal | Consumption | Withdrawal | Consumption | Withdrawal | Consumption | Withdrawal | Combustion
| Water Source | Water Quality | 33221472.0568 | 33219481.2133 | 0 | 0 | 0 | 0 | 121740716.0171 | 6450229847.2602 | 4180005.0686 | 4180005.0686 | -22966689.0023 | -22966689.0023 | 159142193.1424 | 6487629333.542 | -22966689.0023
| Ground | Freshwater | 33221472.0568 | 33219481.2133 | 0 | 0 | 0 | 0 | 8476951.5669 | 9418999.4637 | 9359.0722 | 9359.0722 | 0 | 0 | 41707782.6958 | 42647839.7491 | 0
| Ground | Brackish Water | 0 | 0 | 0 | 0 | 0 | 0 | 0 | 0 | 0 | 0 | 0 | 0 | 0 | 0 | 0
| Ground | Saline | 0 | 0 | 0 | 0 | 0 | 0 | 4538085.9415 | 5023128.1617 | 0 | 0 | 0 | 0 | 4538085.9415 | 5023128.1617 | 0
| Ground | Not RO Treatable | 0 | 0 | 0 | 0 | 0 | 0 | 0 | 0 | 0 | 0 | 0 | 0 | 0 | 0 | 0
| Surface | Freshwater | 0 | 0 | 0 | 0 | 0 | 0 | 108668046.754 | 6435723923.4757 | 4170604.6539 | 4170604.6539 | -22966689.0023 | -22966689.0023 | 112838651.4079 | 6439894528.1297 | -22966689.0023
| Surface | Brackish Water | 0 | 0 | 0 | 0 | 0 | 0 | 0 | 0 | 0 | 0 | 0 | 0 | 0 | 0 | 0
| Surface | Saline | 0 | 0 | 0 | 0 | 0 | 0 | 0 | 0 | 0 | 0 | 0 | 0 | 0 | 0 | 0
| Surface | Not RO Treatable | 0 | 0 | 0 | 0 | 0 | 0 | 0 | 0 | 0 | 0 | 0 | 0 | 0 | 0 | 0
| Reuse | Freshwater | 0 | 0 | 0 | 0 | 0 | 0 | 55552.3083 | 63746.4772 | 41.3424 | 41.3424 | 0 | 0 | 55593.6508 | 63787.8197 | 0
| Reuse | Brackish Water | 0 | 0 | 0 | 0 | 0 | 0 | 0 | 0 | 0 | 0 | 0 | 0 | 0 | 0 | 0
| Reuse | Saline | 0 | 0 | 0 | 0 | 0 | 0 | 2079.4465 | 49.6819 | 0 | 0 | 0 | 0 | 2079.4465 | 49.6819 | 0
| Reuse | Not RO Treatable | 0 | 0 | 0 | 0 | 0 | 0 | 0 | 0 | 0 | 0 | 0 | 0 | 0 | 0 | 0
Conventional Natural Gas
Total Associated Water Volume (m^3) |  |  | Production |  | Processing |  | Transport |  | Conversion |  | Post-conversion |  | Combustion |  | Resource | Resource | Resource
|  |  | Consumption | Withdrawal | Consumption | Withdrawal | Consumption | Withdrawal | Consumption | Withdrawal | Consumption | Withdrawal | Consumption | Withdrawal | Consumption | Withdrawal | Combustion
| Water Source | Water Quality | 121110485.6367 | 121110485.6367 | 31566304.0292 | 43850346.8415 | 57786314.6241 | 59283807.6092 | 485661157.2753 | 9152368221.3895 | 0 | 0 | -553984112.4154 | -553984112.4154 | 696124261.5653 | 9376612861.4769 | -553984112.4154
| Ground | Freshwater | 7069215.6493 | 7069215.6493 | 10022562.8577 | 14908889.0627 | 11556485.3727 | 12155056.1028 | 136414743.3135 | 173122482.0589 | 0 | 0 | 0 | 0 | 165063007.1931 | 207255642.8737 | 0
| Ground | Brackish Water | 0 | 0 | 0 | 0 | 0 | 0 | 369178.7373 | 454152.181 | 0 | 0 | 0 | 0 | 369178.7373 | 454152.181 | 0
| Ground | Saline |  | 0 | 0 | 0 | 0 | 0 | 836194.9852 | 1032166.6076 | 0 | 0 | 0 | 0 | 836194.9852 | 1032166.6076 | 0
| Ground | Not RO Treatable | 109215351.0258 | 110234769.2532 | 6384747.4256 | 6384747.4256 | 0 | 0 | 0 | 0 | 0 | 0 | 0 | 0 | 115600098.4514 | 116619516.6788 | 0
| Surface | Freshwater | 3806500.7342 | 3806500.7342 | 15158993.7459 | 22556710.3532 | 46225941.4906 | 47123797.5858 | 248652504.6377 | 4280861150.607 | 0 | 0 | -553984112.4154 | -553984112.4154 | 313843940.6084 | 4354348159.2803 | -553984112.4154
| Surface | Brackish Water | 0 | 0 | 0 | 0 | 0 | 0 | 20209622.4063 | 2090980298.0611 | 0 | 0 | 0 | 0 | 20209622.4063 | 2090980298.0611 | 0
| Surface | Saline | 0 | 0 | 0 | 0 | 3887.7608 | 4953.9206 | 18227380.4257 | 2451881034.8951 | 0 | 0 | 0 | 0 | 18231268.1865 | 2451885988.8156 | 0
| Surface | Not RO Treatable | 0 | 0 | 0 | 0 | 0 | 0 | 0 | 0 | 0 | 0 | 0 | 0 | 0 | 0 | 0
| Reuse | Freshwater | 0 | 0 | 0 | 0 | 0 | 0 | 55365873.7787 | 81432548.1589 | 0 | 0 | 0 | 0 | 55365873.7787 | 81432548.1589 | 0
| Reuse | Brackish Water | 0 | 0 | 0 | 0 | 0 | 0 | 2909903.009 | 33544806.6469 | 0 | 0 | 0 | 0 | 2909903.009 | 33544806.6469 | 0
| Reuse | Saline | 0 | 0 | 0 | 0 | 0 | 0 | 2675755.9818 | 39059582.1731 | 0 | 0 | 0 | 0 | 2675755.9818 | 39059582.1731 | 0
| Reuse | Not RO Treatable | 1019418.2274 | 0 | 0 | 0 | 0 | 0 | 0 | 0 | 0 | 0 | 0 | 0 | 1019418.2274 | 0 | 0
Unconventional Natural Gas
Total Associated Water Volume (m^3) |  |  | Production |  | Processing |  | Transport |  | Conversion |  | Post-conversion |  | Combustion |  | Resource | Resource | Resource
|  |  | Consumption | Withdrawal | Consumption | Withdrawal | Consumption | Withdrawal | Consumption | Withdrawal | Consumption | Withdrawal | Consumption | Withdrawal | Consumption | Withdrawal | Combustion
| Water Source | Water Quality | 436601148.4196 | 436601148.4196 | 29179784.1844 | 40749247.611 | 54770854.8563 | 56190204.2553 | 460317930.4213 | 8674770742.9593 | 0 | 0 | -525075592.9175 | -525075592.9175 | 980869717.8815 | 9208311343.2452 | -525075592.9175
| Ground | Freshwater | 181185002.7564 | 181185002.7564 | 10374550.6405 | 14925905.4837 | 10953433.994 | 11520769.5439 | 129296220.9976 | 164088442.0278 | 0 | 0 | 0 | 0 | 331809208.3885 | 371720119.8118 | 0
| Ground | Brackish Water | 40905952.4259 | 40905952.4259 | 1172240.1365 | 1121610.4722 | 0 | 0 | 349913.9056 | 430453.1852 | 0 | 0 | 0 | 0 | 42428106.4679 | 42458016.0833 | 0
| Ground | Saline | 17637608.7012 | 27169984.535 | 505440.2014 | 744980.556 | 0 | 0 | 792559.8728 | 978305.1199 | 0 | 0 | 0 | 0 | 18935608.7754 | 28893270.2109 | 0
| Ground | Not RO Treatable | 111776650.0585 | 111776650.0585 | 3203178.7001 | 3064831.7376 | 0 | 0 | 0 | 0 | 0 | 0 | 0 | 0 | 114979828.7585 | 114841481.7961 | 0
| Surface | Freshwater | 75563558.6439 | 75563558.6439 | 13924374.506 | 20891919.3615 | 43813735.9762 | 44664739.301 | 235677085.9977 | 4057473231.5915 | 0 | 0 | -525075592.9175 | -525075592.9175 | 368978755.1237 | 4198593448.8979 | -525075592.9175
| Surface | Brackish Water | 0 | 0 | 0 | 0 | 0 | 0 | 19155024.9002 | 1981866799.3857 | 0 | 0 | 0 | 0 | 19155024.9002 | 1981866799.3857 | 0
| Surface | Saline | 0 | 0 | 0 | 0 | 3684.886 | 4695.4104 | 17276222.1332 | 2323934674.8546 | 0 | 0 | 0 | 0 | 17279907.0192 | 2323939370.265 | 0
| Surface | Not RO Treatable | 0 | 0 | 0 | 0 | 0 | 0 | 0 | 0 | 0 | 0 | 0 | 0 | 0 | 0 | 0
| Reuse | Freshwater |  | 0 | 0 | 0 | 0 | 0 | 52476719.7294 | 77183158.4139 | 0 | 0 | 0 | 0 | 52476719.7294 | 77183158.4139 | 0
| Reuse | Brackish Water | 0 | 0 | 0 | 0 | 0 | 0 | 2758055.716 | 31794340.0265 | 0 | 0 | 0 | 0 | 2758055.716 | 31794340.0265 | 0
| Reuse | Saline | 9532375.8337 | 0 | 0 | 0 | 0 | 0 | 2536127.169 | 37021338.3543 | 0 | 0 | 0 | 0 | 12068503.0027 | 37021338.3543 | 0
| Reuse | Not RO Treatable | 0 | 0 | 0 | 0 | 0 | 0 | 0 | 0 | 0 | 0 | 0 | 0 | 0 | 0 | 0
Uranium
Total Associated Water Volume (m^3) |  |  | Production |  | Processing |  | Transport |  | Conversion |  | Post-conversion |  | Combustion |  | Resource | Resource | Resource
|  |  | Consumption | Withdrawal | Consumption | Withdrawal | Consumption | Withdrawal | Consumption | Withdrawal | Consumption | Withdrawal | Consumption | Withdrawal | Consumption | Withdrawal | Combustion
| Water Source | Water Quality | 3852555.2526 | 3852555.2526 | 6844656.0729 | 7687750.1968 | 0 | 0 | 1631958102.0485 | 70591287682.8515 | 9019152.2268 | 9019152.2268 | 0 | 0 | 1651674465.6008 | 70611847140.5278 | 0
| Ground | Freshwater | 3852555.2526 | 3852555.2526 | 6175005.4392 | 6175005.4392 | 0 | 0 | 32330037.4042 | 47932569.346 | 594.22 | 594.22 | 0 | 0 | 42358192.316 | 57960724.2578 | 0
| Ground | Brackish Water | 0 | 0 | 0 | 0 | 0 | 0 | 0 | 0 | 0 | 0 | 0 | 0 | 0 | 0 | 0
| Ground | Saline | 0 | 0 | 0 | 0 | 0 | 0 | 0 | 0 | 0 | 0 | 0 | 0 | 0 | 0 | 0
| Ground | Not RO Treatable | 0 | 0 | 0 | 0 | 0 | 0 | 0 | 0 | 0 | 0 | 0 | 0 | 0 | 0 | 0
| Surface | Freshwater | 0 | 0 | 669650.6337 | 1512744.7576 | 0 | 0 | 1265487227.8093 | 50837428804.4227 | 9018558.0068 | 9018558.0068 | 0 | 0 | 1275175436.4498 | 50847960107.1872 | 0
| Surface | Brackish Water | 0 | 0 | 0 | 0 | 0 | 0 | 95946335.2449 | 6649841490.8994 | 0 | 0 | 0 | 0 | 95946335.2449 | 6649841490.8994 | 0
| Surface | Saline | 0 | 0 | 0 | 0 | 0 | 0 | 116560451.9116 | 12168622046.0571 | 0 | 0 | 0 | 0 | 116560451.9116 | 12168622046.0571 | 0
| Surface | Not RO Treatable | 0 | 0 | 0 | 0 | 0 | 0 | 0 | 0 | 0 | 0 | 0 | 0 | 0 | 0 | 0
| Reuse | Freshwater | 0 | 0 | 0 | 0 | 0 | 0 | 104519801.2062 | 647867802.4234 | 0 | 0 | 0 | 0 | 104519801.2062 | 647867802.4234 | 0
| Reuse | Brackish Water | 0 | 0 | 0 | 0 | 0 | 0 | 7727044.5964 | 84665178.2922 | 0 | 0 | 0 | 0 | 7727044.5964 | 84665178.2922 | 0
| Reuse | Saline | 0 | 0 | 0 | 0 | 0 | 0 | 9387203.876 | 154929791.4108 | 0 | 0 | 0 | 0 | 9387203.876 | 154929791.4108 | 0
| Reuse | Not RO Treatable | 0 | 0 | 0 | 0 | 0 | 0 | 0 | 0 | 0 | 0 | 0 | 0 | 0 | 0 | 0
Hydropower
Total Associated Water Volume (m^3) |  |  | Production |  | Processing |  | Transport |  | Conversion |  | Post-conversion |  | Combustion |  | Resource | Resource | Resource
|  |  | Consumption | Withdrawal | Consumption | Withdrawal | Consumption | Withdrawal | Consumption | Withdrawal | Consumption | Withdrawal | Consumption | Withdrawal | Consumption | Withdrawal | Combustion
| Water Source | Water Quality | 2346976960 | 2346976960 | 0 | 0 | 0 | 0 | 0 | 20000000000000 | 0 | 0 | 0 | 0 | 2346976960 | 20002346976960 | 0
| Ground | Freshwater | 0 | 0 | 0 | 0 | 0 | 0 | 0 | 0 | 0 | 0 | 0 | 0 | 0 | 0 | 0
| Ground | Brackish Water | 0 | 0 | 0 | 0 | 0 | 0 | 0 | 0 | 0 | 0 | 0 | 0 | 0 | 0 | 0
| Ground | Saline | 0 | 0 | 0 | 0 | 0 | 0 | 0 | 0 | 0 | 0 | 0 | 0 | 0 | 0 | 0
| Ground | Not RO Treatable | 0 | 0 | 0 | 0 | 0 | 0 | 0 | 0 | 0 | 0 | 0 | 0 | 0 | 0 | 0
| Surface | Freshwater | 2346976960 | 2346976960 | 0 | 0 | 0 | 0 | 0 | 20000000000000 | 0 | 0 | 0 | 0 | 2346976960 | 20002346976960 | 0
| Surface | Brackish Water | 0 | 0 | 0 | 0 | 0 | 0 | 0 | 0 | 0 | 0 | 0 | 0 | 0 | 0 | 0
| Surface | Saline | 0 | 0 | 0 | 0 | 0 | 0 | 0 | 0 | 0 | 0 | 0 | 0 | 0 | 0 | 0
| Surface | Not RO Treatable | 0 | 0 | 0 | 0 | 0 | 0 | 0 | 0 | 0 | 0 | 0 | 0 | 0 | 0 | 0
| Reuse | Freshwater | 0 | 0 | 0 | 0 | 0 | 0 | 0 | 0 | 0 | 0 | 0 | 0 | 0 | 0 | 0
| Reuse | Brackish Water | 0 | 0 | 0 | 0 | 0 | 0 | 0 | 0 | 0 | 0 | 0 | 0 | 0 | 0 | 0
| Reuse | Saline | 0 | 0 | 0 | 0 | 0 | 0 | 0 | 0 | 0 | 0 | 0 | 0 | 0 | 0 | 0
| Reuse | Not RO Treatable | 0 | 0 | 0 | 0 | 0 | 0 | 0 | 0 | 0 | 0 | 0 | 0 | 0 | 0 | 0
Wind
Total Associated Water Volume (m^3) |  |  | Production |  | Processing |  | Transport |  | Conversion |  | Post-conversion |  | Combustion |  | Resource | Resource | Resource
|  |  | Consumption | Withdrawal | Consumption | Withdrawal | Consumption | Withdrawal | Consumption | Withdrawal | Consumption | Withdrawal | Consumption | Withdrawal | Consumption | Withdrawal | Combustion
| Water Source | Water Quality | 1961874 | 19618740 | 0 | 0 | 0 | 0 | 0 | 0 | 0 | 0 | 0 | 0 | 1961874 | 19618740 | 0
| Ground | Freshwater | 784749.6 | 7847496 | 0 | 0 | 0 | 0 | 0 | 0 | 0 | 0 | 0 | 0 | 784749.6 | 7847496 | 0
| Ground | Brackish Water | 0 | 0 | 0 | 0 | 0 | 0 | 0 | 0 | 0 | 0 | 0 | 0 | 0 | 0 | 0
| Ground | Saline | 0 | 0 | 0 | 0 | 0 | 0 | 0 | 0 | 0 | 0 | 0 | 0 | 0 | 0 | 0
| Ground | Not RO Treatable | 0 | 0 | 0 | 0 | 0 | 0 | 0 | 0 | 0 | 0 | 0 | 0 | 0 | 0 | 0
| Surface | Freshwater | 1177124.4 | 11771244 | 0 | 0 | 0 | 0 | 0 | 0 | 0 | 0 | 0 | 0 | 1177124.4 | 11771244 | 0
| Surface | Brackish Water | 0 | 0 | 0 | 0 | 0 | 0 | 0 | 0 | 0 | 0 | 0 | 0 | 0 | 0 | 0
| Surface | Saline | 0 | 0 | 0 | 0 | 0 | 0 | 0 | 0 | 0 | 0 | 0 | 0 | 0 | 0 | 0
| Surface | Not RO Treatable | 0 | 0 | 0 | 0 | 0 | 0 | 0 | 0 | 0 | 0 | 0 | 0 | 0 | 0 | 0
| Reuse | Freshwater | 0 | 0 | 0 | 0 | 0 | 0 | 0 | 0 | 0 | 0 | 0 | 0 | 0 | 0 | 0
| Reuse | Brackish Water | 0 | 0 | 0 | 0 | 0 | 0 | 0 | 0 | 0 | 0 | 0 | 0 | 0 | 0 | 0
| Reuse | Saline | 0 | 0 | 0 | 0 | 0 | 0 | 0 | 0 | 0 | 0 | 0 | 0 | 0 | 0 | 0
| Reuse | Not RO Treatable | 0 | 0 | 0 | 0 | 0 | 0 | 0 | 0 | 0 | 0 | 0 | 0 | 0 | 0 | 0
Solid Biomass and RDF
Total Associated Water Volume (m^3) |  |  | Production |  | Processing |  | Transport |  | Conversion |  | Post-conversion |  | Combustion |  | Resource | Resource | Resource
|  |  | Consumption | Withdrawal | Consumption | Withdrawal | Consumption | Withdrawal | Consumption | Withdrawal | Consumption | Withdrawal | Consumption | Withdrawal | Consumption | Withdrawal | Combustion
| Water Source | Water Quality | 73590000 | 73590000 | 0 | 0 | 0 | 0 | 104048961.6758 | 4288775114.9536 | 2435783.4051 | 2435783.4051 | -72373086.357 | -72373086.357 | 180074745.0809 | 4364800898.3587 | -72373086.357
| Ground | Freshwater | 29436000 | 29436000 | 0 | 0 | 0 | 0 | 21145734.3955 | 41112735.3008 | 23366.758 | 23366.758 | 0 | 0 | 50605101.1535 | 70572102.0588 | 0
| Ground | Brackish Water | 0 | 0 | 0 | 0 | 0 | 0 | 20736.1528 | 29991.1428 | 0 | 0 | 0 | 0 | 20736.1528 | 29991.1428 | 0
| Ground | Saline | 0 | 0 | 0 | 0 | 0 | 0 | 0 | 0 | 0 | 0 | 0 | 0 | 0 | 0 | 0
| Ground | Not RO Treatable | 0 | 0 | 0 | 0 | 0 | 0 | 0 | 0 | 0 | 0 | 0 | 0 | 0 | 0 | 0
| Surface | Freshwater | 44154000 | 44154000 | 0 | 0 | 0 | 0 | 78307280.2326 | 4029367641.5602 | 2354892.5815 | 2354892.5815 | -72373086.357 | -72373086.357 | 124816172.8141 | 4075876534.1417 | -72373086.357
| Surface | Brackish Water | 0 | 0 | 0 | 0 | 0 | 0 | 321520.1004 | 53360309.5394 | 0 | 0 | 0 | 0 | 321520.1004 | 53360309.5394 | 0
| Surface | Saline | 0 | 0 | 0 | 0 | 0 | 0 | 432478.1727 | 63619659.5893 | 0 | 0 | 0 | 0 | 432478.1727 | 63619659.5893 | 0
| Surface | Not RO Treatable | 0 | 0 | 0 | 0 | 0 | 0 | 0 | 0 | 0 | 0 | 0 | 0 | 0 | 0 | 0
| Reuse | Freshwater | 0 | 0 | 0 | 0 | 0 | 0 | 3791779.7564 | 98439471.0107 | 57524.0656 | 57524.0656 | 0 | 0 | 3849303.822 | 98496995.0763 | 0
| Reuse | Brackish Water | 0 | 0 | 0 | 0 | 0 | 0 | 13002.6263 | 1298280.8112 | 0 | 0 | 0 | 0 | 13002.6263 | 1298280.8112 | 0
| Reuse | Saline | 0 | 0 | 0 | 0 | 0 | 0 | 16430.2391 | 1547025.9992 | 0 | 0 | 0 | 0 | 16430.2391 | 1547025.9992 | 0
| Reuse | Not RO Treatable | 0 | 0 | 0 | 0 | 0 | 0 | 0 | 0 | 0 | 0 | 0 | 0 | 0 | 0 | 0
Biogas
Total Associated Water Volume (m^3) |  |  | Production |  | Processing |  | Transport |  | Conversion |  | Post-conversion |  | Combustion |  | Resource | Resource | Resource
|  |  | Consumption | Withdrawal | Consumption | Withdrawal | Consumption | Withdrawal | Consumption | Withdrawal | Consumption | Withdrawal | Consumption | Withdrawal | Consumption | Withdrawal | Combustion
| Water Source | Water Quality | 0 | 0 | 0 | 0 | 0 | 0 | 2778556.1422 | 103521134.6595 | 0 | 0 | -7709487.194 | -7709487.194 | 2778556.1422 | 103521134.6595 | -7709487.194
| Ground | Freshwater | 0 | 0 | 0 | 0 | 0 | 0 | 426838.0484 | 821921.2074 | 0 | 0 | 0 | 0 | 426838.0484 | 821921.2074 | 0
| Ground | Brackish Water | 0 | 0 | 0 | 0 | 0 | 0 | 0 | 0 | 0 | 0 | 0 | 0 | 0 | 0 | 0
| Ground | Saline | 0 | 0 | 0 | 0 | 0 | 0 | 0 | 0 | 0 | 0 | 0 | 0 | 0 | 0 | 0
| Ground | Not RO Treatable | 0 | 0 | 0 | 0 | 0 | 0 | 0 | 0 | 0 | 0 | 0 | 0 | 0 | 0 | 0
| Surface | Freshwater | 0 | 0 | 0 | 0 | 0 | 0 | 2056086.457 | 102179700.9354 | 0 | 0 | -7709487.194 | -7709487.194 | 2056086.457 | 102179700.9354 | -7709487.194
| Surface | Brackish Water | 0 | 0 | 0 | 0 | 0 | 0 | 0 | 0 | 0 | 0 | 0 | 0 | 0 | 0 | 0
| Surface | Saline | 0 | 0 | 0 | 0 | 0 | 0 | 0 | 0 | 0 | 0 | 0 | 0 | 0 | 0 | 0
| Surface | Not RO Treatable | 0 | 0 | 0 | 0 | 0 | 0 | 0 | 0 | 0 | 0 | 0 | 0 | 0 | 0 | 0
| Reuse | Freshwater | 0 | 0 | 0 | 0 | 0 | 0 | 295631.6369 | 519512.5167 | 0 | 0 | 0 | 0 | 295631.6369 | 519512.5167 | 0
| Reuse | Brackish Water | 0 | 0 | 0 | 0 | 0 | 0 | 0 | 0 | 0 | 0 | 0 | 0 | 0 | 0 | 0
| Reuse | Saline | 0 | 0 | 0 | 0 | 0 | 0 | 0 | 0 | 0 | 0 | 0 | 0 | 0 | 0 | 0
| Reuse | Not RO Treatable | 0 | 0 | 0 | 0 | 0 | 0 | 0 | 0 | 0 | 0 | 0 | 0 | 0 | 0 | 0
Geothermal
Total Associated Water Volume (m^3) |  |  | Production |  | Processing |  | Transport |  | Conversion |  | Post-conversion |  | Combustion |  | Resource | Resource | Resource
|  |  | Consumption | Withdrawal | Consumption | Withdrawal | Consumption | Withdrawal | Consumption | Withdrawal | Consumption | Withdrawal | Consumption | Withdrawal | Consumption | Withdrawal | Combustion
| Water Source | Water Quality | 150080612.1147 | 150080612.1147 | 0 | 0 | 0 | 0 | 18237182.9615 | 18424716.7774 | 0 | 0 | 0 | 0 | 168317795.0761 | 168505328.8921 | 0
| Ground | Freshwater | 132346626.8342 | 132346626.8342 | 0 | 0 | 0 | 0 | 11871619.3812 | 12059153.1971 | 0 | 0 | 0 | 0 | 144218246.2153 | 144405780.0313 | 0
| Ground | Brackish Water | 0 | 0 | 0 | 0 | 0 | 0 | 139347.3016 | 139347.3016 | 0 | 0 | 0 | 0 | 139347.3016 | 139347.3016 | 0
| Ground | Saline | 0 | 0 | 0 | 0 | 0 | 0 | 0 | 0 | 0 | 0 | 0 | 0 | 0 | 0 | 0
| Ground | Not RO Treatable | 0 | 0 | 0 | 0 | 0 | 0 | 0 | 0 | 0 | 0 | 0 | 0 | 0 | 0 | 0
| Surface | Freshwater | 45000 | 45000 | 0 | 0 | 0 | 0 | 6226216.2787 | 6226216.2787 | 0 | 0 | 0 | 0 | 6271216.2787 | 6271216.2787 | 0
| Surface | Brackish Water | 0 | 0 | 0 | 0 | 0 | 0 | 0 | 0 | 0 | 0 | 0 | 0 | 0 | 0 | 0
| Surface | Saline | 0 | 0 | 0 | 0 | 0 | 0 | 0 | 0 | 0 | 0 | 0 | 0 | 0 | 0 | 0
| Surface | Not RO Treatable | 0 | 0 | 0 | 0 | 0 | 0 | 0 | 0 | 0 | 0 | 0 | 0 | 0 | 0 | 0
| Reuse | Freshwater | 17688985.2805 | 17688985.2805 | 0 | 0 | 0 | 0 | 0 | 0 | 0 | 0 | 0 | 0 | 17688985.2805 | 17688985.2805 | 0
| Reuse | Brackish Water | 0 | 0 | 0 | 0 | 0 | 0 | 0 | 0 | 0 | 0 | 0 | 0 | 0 | 0 | 0
| Reuse | Saline | 0 | 0 | 0 | 0 | 0 | 0 | 0 | 0 | 0 | 0 | 0 | 0 | 0 | 0 | 0
| Reuse | Not RO Treatable | 0 | 0 | 0 | 0 | 0 | 0 | 0 | 0 | 0 | 0 | 0 | 0 | 0 | 0 | 0
Solar Photovoltaic
Total Associated Water Volume (m^3) |  |  | Production |  | Processing |  | Transport |  | Conversion |  | Post-conversion |  | Combustion |  | Resource | Resource | Resource
|  |  | Consumption | Withdrawal | Consumption | Withdrawal | Consumption | Withdrawal | Consumption | Withdrawal | Consumption | Withdrawal | Consumption | Withdrawal | Consumption | Withdrawal | Combustion
| Water Source | Water Quality | 169190.5556 | 169190.5556 | 0 | 0 | 0 | 0 | 0 | 0 | 0 | 0 | 0 | 0 | 169190.5556 | 169190.5556 | 0
| Ground | Freshwater | 169190.5556 | 169190.5556 | 0 | 0 | 0 | 0 | 0 | 0 | 0 | 0 | 0 | 0 | 169190.5556 | 169190.5556 | 0
| Ground | Brackish Water | 0 | 0 | 0 | 0 | 0 | 0 | 0 | 0 | 0 | 0 | 0 | 0 | 0 | 0 | 0
| Ground | Saline | 0 | 0 | 0 | 0 | 0 | 0 | 0 | 0 | 0 | 0 | 0 | 0 | 0 | 0 | 0
| Ground | Not RO Treatable | 0 | 0 | 0 | 0 | 0 | 0 | 0 | 0 | 0 | 0 | 0 | 0 | 0 | 0 | 0
| Surface | Freshwater | 0 | 0 | 0 | 0 | 0 | 0 | 0 | 0 | 0 | 0 | 0 | 0 | 0 | 0 | 0
| Surface | Brackish Water | 0 | 0 | 0 | 0 | 0 | 0 | 0 | 0 | 0 | 0 | 0 | 0 | 0 | 0 | 0
| Surface | Saline | 0 | 0 | 0 | 0 | 0 | 0 | 0 | 0 | 0 | 0 | 0 | 0 | 0 | 0 | 0
| Surface | Not RO Treatable | 0 | 0 | 0 | 0 | 0 | 0 | 0 | 0 | 0 | 0 | 0 | 0 | 0 | 0 | 0
| Reuse | Freshwater | 0 | 0 | 0 | 0 | 0 | 0 | 0 | 0 | 0 | 0 | 0 | 0 | 0 | 0 | 0
| Reuse | Brackish Water | 0 | 0 | 0 | 0 | 0 | 0 | 0 | 0 | 0 | 0 | 0 | 0 | 0 | 0 | 0
| Reuse | Saline | 0 | 0 | 0 | 0 | 0 | 0 | 0 | 0 | 0 | 0 | 0 | 0 | 0 | 0 | 0
| Reuse | Not RO Treatable | 0 | 0 | 0 | 0 | 0 | 0 | 0 | 0 | 0 | 0 | 0 | 0 | 0 | 0 | 0
Solar Thermal
Total Associated Water Volume (m^3) |  |  | Production |  | Processing |  | Transport |  | Conversion |  | Post-conversion |  | Combustion |  | Resource | Resource | Resource
|  |  | Consumption | Withdrawal | Consumption | Withdrawal | Consumption | Withdrawal | Consumption | Withdrawal | Consumption | Withdrawal | Consumption | Withdrawal | Consumption | Withdrawal | Combustion
| Water Source | Water Quality | 175752 | 175752 | 0 | 0 | 0 | 0 | 8054850.8163 | 13564665.8704 | 0 | 0 | 0 | 0 | 8230602.8163 | 13740417.8704 | 0
| Ground | Freshwater | 175752 | 175752 | 0 | 0 | 0 | 0 | 5678798.1037 | 5696018.8045 | 0 | 0 | 0 | 0 | 5854550.1037 | 5871770.8045 | 0
| Ground | Brackish Water | 0 | 0 | 0 | 0 | 0 | 0 | 205546.4078 | 205546.4078 | 0 | 0 | 0 | 0 | 205546.4078 | 205546.4078 | 0
| Ground | Saline | 0 | 0 | 0 | 0 | 0 | 0 | 0 | 0 | 0 | 0 | 0 | 0 | 0 | 0 | 0
| Ground | Not RO Treatable | 0 | 0 | 0 | 0 | 0 | 0 | 0 | 0 | 0 | 0 | 0 | 0 | 0 | 0 | 0
| Surface | Freshwater | 0 | 0 | 0 | 0 | 0 | 0 | 2170506.3048 | 7663100.6581 | 0 | 0 | 0 | 0 | 2170506.3048 | 7663100.6581 | 0
| Surface | Brackish Water | 0 | 0 | 0 | 0 | 0 | 0 | 0 | 0 | 0 | 0 | 0 | 0 | 0 | 0 | 0
| Surface | Saline | 0 | 0 | 0 | 0 | 0 | 0 | 0 | 0 | 0 | 0 | 0 | 0 | 0 | 0 | 0
| Surface | Not RO Treatable | 0 | 0 | 0 | 0 | 0 | 0 | 0 | 0 | 0 | 0 | 0 | 0 | 0 | 0 | 0
| Reuse | Freshwater | 0 | 0 | 0 | 0 | 0 | 0 | 0 | 0 | 0 | 0 | 0 | 0 | 0 | 0 | 0
| Reuse | Brackish Water | 0 | 0 | 0 | 0 | 0 | 0 | 0 | 0 | 0 | 0 | 0 | 0 | 0 | 0 | 0
| Reuse | Saline | 0 | 0 | 0 | 0 | 0 | 0 | 0 | 0 | 0 | 0 | 0 | 0 | 0 | 0 | 0
| Reuse | Not RO Treatable | 0 | 0 | 0 | 0 | 0 | 0 | 0 | 0 | 0 | 0 | 0 | 0 | 0 | 0 | 0
Note on L11: Emily Grubert: Summary excludes 2e13 m^3 estimated withdrawals for hydropower, K182
Note on R11: Emily Grubert: Summary excludes 2e13 m^3 estimated withdrawals for hydropower, K182
Note on N118: Emily Grubert: ash only
Note on E137: Emily Grubert: assume the reuse for HF and drilling comes from PW
Note on E153: Emily Grubert: assume the reuse for HF and drilling comes from PW
Note on F161: Emily Grubert: assume water for drilling/HF that is being taken from PW is not being withdrawn twice
Note on E187: Emily Grubert: net consumption: 2010-2014 annual average
Note on L187: Emily Grubert: This value is excluded from most summaries as it is speculative and very large
Note on L247: Emily Grubert: includes direct heat water loop withdrawal
Note on F263: Emily Grubert: macknick et al: 0.023 m^3/MWh, 3.6 GJ/MWh

## Intensity
United States Overall Intensity (2014)
All units in m^3/GJ delivered energy
Associated water intensity (m^3/GJ delivered energy) |  |  | Production |  | Processing |  | Transport |  | Conversion |  | Post-conversion |  | Combustion |  | Total | Total | Total
|  |  | Consumption | Withdrawal | Consumption | Withdrawal | Consumption | Withdrawal | Consumption | Withdrawal | Consumption | Withdrawal | Consumption | Withdrawal | Consumption | Withdrawal | Combustion
| Water Source | Water Quality | 0.14482 | 0.18902 | 0.0017911 | 0.01175 | 0.0032802 | 0.0034038 | 0.074511 | 2.8719 | 0.0052191 | 0.0010829 | -0.03878 | -0.03878 | 0.22962 | 3.0772 | -0.03878
| Ground | Freshwater | 0.068926 | 0.081956 | 0.00067239 | 0.0041697 | 0.00031692 | 0.00036636 | 0.012664 | 0.016172 | 0.00034743 | 2.7569e-06 | 0 | 0 | 0.082926 | 0.10267 | 0
| Ground | Brackish Water | 0.0040787 | 0.0073575 | 1.6425e-05 | 1.5716e-05 | 0 | 0 | 5.3449e-05 | 7.2509e-05 | 1.149e-05 | 0 | 0 | 0 | 0.0041601 | 0.0074457 | 0
| Ground | Saline | 0.0068705 | 0.013274 | 7.0822e-06 | 1.0439e-05 | 0 | 0 | 8.6413e-05 | 9.8558e-05 | 0 | 0 | 0 | 0 | 0.006964 | 0.013383 | 0
| Ground | Not RO Treatable | 0.025269 | 0.046124 | 0.00013435 | 0.00013241 | 0 | 0 | 0 | 0 | 0 | 0 | 0 | 0 | 0.025403 | 0.046256 | 0
| Surface | Freshwater | 0.039189 | 0.040057 | 0.00096085 | 0.0074219 | 0.0012677 | 0.0013418 | 0.052976 | 2.349 | 0.0046048 | 0.0010774 | -0.03878 | -0.03878 | 0.098998 | 2.3989 | -0.03878
| Surface | Brackish Water | 0 | 0 | 0 | 0 | 0 | 0 | 0.0023463 | 0.19636 | 0.00012511 | 0 | 0 | 0 | 0.0024714 | 0.19636 | 0
| Surface | Saline | 0 | 0 | 0 | 0 | 0.0016956 | 0.0016956 | 0.0024877 | 0.2872 | 8.0055e-05 | 0 | 0 | 0 | 0.0042633 | 0.2889 | 0
| Surface | Not RO Treatable | 0 | 0 | 0 | 0 | 0 | 0 | 0 | 0 | 0 | 0 | 0 | 0 | 0 | 0 | 0
| Reuse | Freshwater | 0.00024786 | 0.00024786 | 0 | 0 | 0 | 0 | 0.0034965 | 0.017521 | 4.836e-05 | 2.7699e-06 | 0 | 0 | 0.0037927 | 0.017772 | 0
| Reuse | Brackish Water | 0 | 0 | 0 | 0 | 0 | 0 | 0.00019234 | 0.0021623 | 1.1409e-06 | 0 | 0 | 0 | 0.00019348 | 0.0021623 | 0
| Reuse | Saline | 0.00017209 | 0 | 0 | 0 | 0 | 0 | 0.00020837 | 0.0033018 | 6.4737e-07 | 0 | 0 | 0 | 0.00038111 | 0.0033018 | 0
| Reuse | Not RO Treatable | 6.7021e-05 | 0 | 0 | 0 | 0 | 0 | 0 | 0 | 0 | 0 | 0 | 0 | 6.7021e-05 | 0 | 0
Conventional Oil (includes refining of imports)
Associated water intensity (m^3/GJ delivered energy) |  |  | Production |  | Processing |  | Transport |  | Conversion |  | Post-conversion |  | Combustion |  | Resource | Resource | Resource
|  |  | Consumption | Withdrawal | Consumption | Withdrawal | Consumption | Withdrawal | Consumption | Withdrawal | Consumption | Withdrawal | Consumption | Withdrawal | Consumption | Withdrawal | Combustion
| Water Source | Water Quality | 0.094092 | 0.17951 | 0 | 0 | 0.0047958 | 0.0049676 | 0.013837 | 0.095161 | 0 | 0 | -0.032186 | -0.032186 | 0.11272 | 0.27964 | -0.032186
| Ground | Freshwater | 0.0031363 | 0.0031363 | 0 | 0 | 3.1378e-06 | 7.1843e-05 | 0.0036416 | 0.005705 | 0 | 0 | 0 | 0 | 0.006781 | 0.0089131 | 0
| Ground | Brackish Water | 0.0098835 | 0.019128 | 0 | 0 | 0 | 0 | 6.2955e-07 | 9.1699e-07 | 0 | 0 | 0 | 0 | 0.0098841 | 0.019129 | 0
| Ground | Saline | 0.018674 | 0.036267 | 0 | 0 | 0 | 0 | 6.4525e-09 | 7.2449e-09 | 0 | 0 | 0 | 0 | 0.018674 | 0.036267 | 0
| Ground | Not RO Treatable | 0.060006 | 0.11861 | 0 | 0 | 0 | 0 | 0 | 0 | 0 | 0 | 0 | 0 | 0.060006 | 0.11861 | 0
| Surface | Freshwater | 0.002366 | 0.002366 | 0 | 0 | 1.2551e-05 | 0.00011561 | 0.0099602 | 0.054185 | 0 | 0 | -0.032186 | -0.032186 | 0.012339 | 0.056666 | -0.032186
| Surface | Brackish Water | 0 | 0 | 0 | 0 | 0 | 0 | 3.9709e-05 | 0.0038811 | 0 | 0 | 0 | 0 | 3.9709e-05 | 0.0038811 | 0
| Surface | Saline | 0 | 0 | 0 | 0 | 0.0047801 | 0.0047801 | 0.0001772 | 0.031264 | 0 | 0 | 0 | 0 | 0.0049574 | 0.036044 | 0
| Surface | Not RO Treatable | 0 | 0 | 0 | 0 | 0 | 0 | 0 | 0 | 0 | 0 | 0 | 0 | 0 | 0 | 0
| Reuse | Freshwater | 0 | 0 | 0 | 0 | 0 | 0 | 1.3883e-05 | 6.531e-05 | 0 | 0 | 0 | 0 | 1.3883e-05 | 6.531e-05 | 0
| Reuse | Brackish Water | 0 | 0 | 0 | 0 | 0 | 0 | 7.4439e-07 | 6.7058e-06 | 0 | 0 | 0 | 0 | 7.4439e-07 | 6.7058e-06 | 0
| Reuse | Saline | 2.6001e-05 | 0 | 0 | 0 | 0 | 0 | 2.876e-06 | 5.3634e-05 | 0 | 0 | 0 | 0 | 2.8877e-05 | 5.3634e-05 | 0
| Reuse | Not RO Treatable | 0 | 0 | 0 | 0 | 0 | 0 | 0 | 0 | 0 | 0 | 0 | 0 | 0 | 0 | 0
Unconventional Oil
Associated water intensity (m^3/GJ delivered energy) |  |  | Production |  | Processing |  | Transport |  | Conversion |  | Post-conversion |  | Combustion |  | Resource | Resource | Resource
|  |  | Consumption | Withdrawal | Consumption | Withdrawal | Consumption | Withdrawal | Consumption | Withdrawal | Consumption | Withdrawal | Consumption | Withdrawal | Consumption | Withdrawal | Combustion
| Water Source | Water Quality | 0.021519 | 0.021519 | 0 | 0 | 1.5689e-05 | 0.00018745 | 0.013837 | 0.095161 | 0 | 0 | -0.032186 | -0.032186 | 0.035372 | 0.11687 | -0.032186
| Ground | Freshwater | 0.0079083 | 0.0079083 | 0 | 0 | 3.1378e-06 | 7.1843e-05 | 0.0036416 | 0.005705 | 0 | 0 | 0 | 0 | 0.011553 | 0.013685 | 0
| Ground | Brackish Water | 0 | 0 | 0 | 0 | 0 | 0 | 6.2955e-07 | 9.1699e-07 | 0 | 0 | 0 | 0 | 6.2955e-07 | 9.1699e-07 | 0
| Ground | Saline | 0 | 0.00023064 | 0 | 0 | 0 | 0 | 6.4525e-09 | 7.2449e-09 | 0 | 0 | 0 | 0 | 6.4525e-09 | 0.00023064 | 0
| Ground | Not RO Treatable | 0.0069994 | 0.0074144 | 0 | 0 | 0 | 0 | 0 | 0 | 0 | 0 | 0 | 0 | 0.0069994 | 0.0074144 | 0
| Surface | Freshwater | 0.0059659 | 0.0059659 | 0 | 0 | 1.2551e-05 | 0.00011561 | 0.0099602 | 0.054185 | 0 | 0 | -0.032186 | -0.032186 | 0.015939 | 0.060266 | -0.032186
| Surface | Brackish Water | 0 | 0 | 0 | 0 | 0 | 0 | 3.9709e-05 | 0.0038811 | 0 | 0 | 0 | 0 | 3.9709e-05 | 0.0038811 | 0
| Surface | Saline | 0 | 0 | 0 | 0 | 0 | 0 | 0.0001772 | 0.031264 | 0 | 0 | 0 | 0 | 0.0001772 | 0.031264 | 0
| Surface | Not RO Treatable | 0 | 0 | 0 | 0 | 0 | 0 | 0 | 0 | 0 | 0 | 0 | 0 | 0 | 0 | 0
| Reuse | Freshwater | 0 | 0 | 0 | 0 | 0 | 0 | 1.3883e-05 | 6.531e-05 | 0 | 0 | 0 | 0 | 1.3883e-05 | 6.531e-05 | 0
| Reuse | Brackish Water | 0 | 0 | 0 | 0 | 0 | 0 | 7.4439e-07 | 6.7058e-06 | 0 | 0 | 0 | 0 | 7.4439e-07 | 6.7058e-06 | 0
| Reuse | Saline | 0.00023064 | 0 | 0 | 0 | 0 | 0 | 2.876e-06 | 5.3634e-05 | 0 | 0 | 0 | 0 | 0.00023351 | 5.3634e-05 | 0
| Reuse | Not RO Treatable | 0.00041509 | 0 | 0 | 0 | 0 | 0 | 0 | 0 | 0 | 0 | 0 | 0 | 0.00041509 | 0 | 0
Ethanol
Associated water intensity (m^3/GJ delivered energy) |  |  | Production |  | Processing |  | Transport |  | Conversion |  | Post-conversion |  | Combustion |  | Resource | Resource | Resource
|  |  | Consumption | Withdrawal | Consumption | Withdrawal | Consumption | Withdrawal | Consumption | Withdrawal | Consumption | Withdrawal | Consumption | Withdrawal | Consumption | Withdrawal | Combustion
| Water Source | Water Quality | 2.7427 | 3.4014 | 0 | 0 | 0 | 0 | 0.11881 | 0.13201 | 0 | 0 | -0.04 | -0.04 | 2.8615 | 3.5334 | -0.04
| Ground | Freshwater | 2.6056 | 3.2313 | 0 | 0 | 0 | 0 | 0.11287 | 0.12541 | 0 | 0 | 0 | 0 | 2.7184 | 3.3567 | 0
| Ground | Brackish Water | 0 | 0 | 0 | 0 | 0 | 0 | 0 | 0 | 0 | 0 | 0 | 0 | 0 | 0 | 0
| Ground | Saline | 0 | 0 | 0 | 0 | 0 | 0 | 0 | 0 | 0 | 0 | 0 | 0 | 0 | 0 | 0
| Ground | Not RO Treatable | 0 | 0 | 0 | 0 | 0 | 0 | 0 | 0 | 0 | 0 | 0 | 0 | 0 | 0 | 0
| Surface | Freshwater | 0.13713 | 0.17007 | 0 | 0 | 0 | 0 | 0.0059404 | 0.0066004 | 0 | 0 | -0.04 | -0.04 | 0.14308 | 0.17667 | -0.04
| Surface | Brackish Water | 0 | 0 | 0 | 0 | 0 | 0 | 0 | 0 | 0 | 0 | 0 | 0 | 0 | 0 | 0
| Surface | Saline | 0 | 0 | 0 | 0 | 0 | 0 | 0 | 0 | 0 | 0 | 0 | 0 | 0 | 0 | 0
| Surface | Not RO Treatable | 0 | 0 | 0 | 0 | 0 | 0 | 0 | 0 | 0 | 0 | 0 | 0 | 0 | 0 | 0
| Reuse | Freshwater | 0 | 0 | 0 | 0 | 0 | 0 | 0 | 0 | 0 | 0 | 0 | 0 | 0 | 0 | 0
| Reuse | Brackish Water | 0 | 0 | 0 | 0 | 0 | 0 | 0 | 0 | 0 | 0 | 0 | 0 | 0 | 0 | 0
| Reuse | Saline | 0 | 0 | 0 | 0 | 0 | 0 | 0 | 0 | 0 | 0 | 0 | 0 | 0 | 0 | 0
| Reuse | Not RO Treatable | 0 | 0 | 0 | 0 | 0 | 0 | 0 | 0 | 0 | 0 | 0 | 0 | 0 | 0 | 0
Biodiesel
Associated water intensity (m^3/GJ delivered energy) |  |  | Production |  | Processing |  | Transport |  | Conversion |  | Post-conversion |  | Combustion |  | Resource | Resource | Resource
|  |  | Consumption | Withdrawal | Consumption | Withdrawal | Consumption | Withdrawal | Consumption | Withdrawal | Consumption | Withdrawal | Consumption | Withdrawal | Consumption | Withdrawal | Combustion
| Water Source | Water Quality | 2.2978 | 2.888 | 0.002721 | 0.0030233 | 0 | 0 | 0.0069543 | 0.007727 | 0 | 0 | -0.03 | -0.03 | 2.3074 | 2.8987 | -0.03
| Ground | Freshwater | 2.1363 | 2.6847 | 0.0025033 | 0.0027814 | 0 | 0 | 0.0063979 | 0.0071088 | 0 | 0 | 0 | 0 | 2.1452 | 2.6946 | 0
| Ground | Brackish Water | 0 | 0 | 0 | 0 | 0 | 0 | 0 | 0 | 0 | 0 | 0 | 0 | 0 | 0 | 0
| Ground | Saline | 0 | 0 | 0 | 0 | 0 | 0 | 0 | 0 | 0 | 0 | 0 | 0 | 0 | 0 | 0
| Ground | Not RO Treatable | 0 | 0 | 0 | 0 | 0 | 0 | 0 | 0 | 0 | 0 | 0 | 0 | 0 | 0 | 0
| Surface | Freshwater | 0.16143 | 0.20327 | 0.00021768 | 0.00024187 | 0 | 0 | 0.00055634 | 0.00061816 | 0 | 0 | -0.03 | -0.03 | 0.1622 | 0.20413 | -0.03
| Surface | Brackish Water | 0 | 0 | 0 | 0 | 0 | 0 | 0 | 0 | 0 | 0 | 0 | 0 | 0 | 0 | 0
| Surface | Saline | 0 | 0 | 0 | 0 | 0 | 0 | 0 | 0 | 0 | 0 | 0 | 0 | 0 | 0 | 0
| Surface | Not RO Treatable | 0 | 0 | 0 | 0 | 0 | 0 | 0 | 0 | 0 | 0 | 0 | 0 | 0 | 0 | 0
| Reuse | Freshwater | 0 | 0 | 0 | 0 | 0 | 0 | 0 | 0 | 0 | 0 | 0 | 0 | 0 | 0 | 0
| Reuse | Brackish Water | 0 | 0 | 0 | 0 | 0 | 0 | 0 | 0 | 0 | 0 | 0 | 0 | 0 | 0 | 0
| Reuse | Saline | 0 | 0 | 0 | 0 | 0 | 0 | 0 | 0 | 0 | 0 | 0 | 0 | 0 | 0 | 0
| Reuse | Not RO Treatable | 0 | 0 | 0 | 0 | 0 | 0 | 0 | 0 | 0 | 0 | 0 | 0 | 0 | 0 | 0
Subbituminous Coal
Associated water intensity (m^3/GJ delivered energy) |  |  | Production |  | Processing |  | Transport |  | Conversion |  | Post-conversion |  | Combustion |  | Resource | Resource | Resource
|  |  | Consumption | Withdrawal | Consumption | Withdrawal | Consumption | Withdrawal | Consumption | Withdrawal | Consumption | Withdrawal | Consumption | Withdrawal | Consumption | Withdrawal | Combustion
| Water Source | Water Quality | 0.0033979 | 0.0033979 | 2.9444e-05 | 0.00036805 | 0 | 0 | 0.42855 | 21.7139 | 0.029782 | 0.008023 | -0.098411 | -0.098411 | 0.46176 | 21.7256 | -0.098411
| Ground | Freshwater | 0.0033979 | 0.0033979 | 1.0305e-05 | 0.00012882 | 0 | 0 | 0.09988 | 0.10996 | 0.0051119 | 4.0628e-05 | 0 | 0 | 0.1084 | 0.11353 | 0
| Ground | Brackish Water | 0 | 0 | 0 | 0 | 0 | 0 | 0 | 0 | 0 | 0 | 0 | 0 | 0 | 0 | 0
| Ground | Saline | 0 | 0 | 0 | 0 | 0 | 0 | 0 | 0 | 0 | 0 | 0 | 0 | 0 | 0 | 0
| Ground | Not RO Treatable | 0 | 0 | 0 | 0 | 0 | 0 | 0 | 0 | 0 | 0 | 0 | 0 | 0 | 0 | 0
| Surface | Freshwater | 0 | 0 | 1.9139e-05 | 0.00023923 | 0 | 0 | 0.31753 | 21.3819 | 0.024056 | 0.0079341 | -0.098411 | -0.098411 | 0.3416 | 21.3901 | -0.098411
| Surface | Brackish Water | 0 | 0 | 0 | 0 | 0 | 0 | 0.00046945 | 0.088776 | 2.3836e-05 | 0 | 0 | 0 | 0.00049329 | 0.088776 | 0
| Surface | Saline | 0 | 0 | 0 | 0 | 0 | 0 | 4.0184e-05 | 0.0025929 | 2.0403e-06 | 0 | 0 | 0 | 4.2224e-05 | 0.0025929 | 0
| Surface | Not RO Treatable | 0 | 0 | 0 | 0 | 0 | 0 | 0 | 0 | 0 | 0 | 0 | 0 | 0 | 0 | 0
| Reuse | Freshwater | 0 | 0 | 0 | 0 | 0 | 0 | 0.010622 | 0.13007 | 0.00058759 | 4.8263e-05 | 0 | 0 | 0.01121 | 0.13012 | 0
| Reuse | Brackish Water | 0 | 0 | 0 | 0 | 0 | 0 | 1.1785e-05 | 0.0005373 | 5.9835e-07 | 0 | 0 | 0 | 1.2383e-05 | 0.0005373 | 0
| Reuse | Saline | 0 | 0 | 0 | 0 | 0 | 0 | 1.0087e-06 | 1.5693e-05 | 5.1217e-08 | 0 | 0 | 0 | 1.06e-06 | 1.5693e-05 | 0
| Reuse | Not RO Treatable | 0 | 0 | 0 | 0 | 0 | 0 | 0 | 0 | 0 | 0 | 0 | 0 | 0 | 0 | 0
Bituminous Coal
Associated water intensity (m^3/GJ delivered energy) |  |  | Production |  | Processing |  | Transport |  | Conversion |  | Post-conversion |  | Combustion |  | Resource | Resource | Resource
|  |  | Consumption | Withdrawal | Consumption | Withdrawal | Consumption | Withdrawal | Consumption | Withdrawal | Consumption | Withdrawal | Consumption | Withdrawal | Consumption | Withdrawal | Combustion
| Water Source | Water Quality | 0.13364 | 0.13364 | 0.014219 | 0.17774 | 0 | 0 | 0.19034 | 11.6135 | 0.067628 | 0.0099898 | -0.042545 | -0.042545 | 0.40583 | 11.9348 | -0.042545
| Ground | Freshwater | 0.13364 | 0.13364 | 0.0049766 | 0.062208 | 0 | 0 | 0.0095273 | 0.01661 | 0.0029 | 1.5085e-05 | 0 | 0 | 0.15105 | 0.21248 | 0
| Ground | Brackish Water | 0 | 0 | 0 | 0 | 0 | 0 | 0.00064632 | 0.00092689 | 0.00019571 | 0 | 0 | 0 | 0.00084203 | 0.00092689 | 0
| Ground | Saline | 0 | 0 | 0 | 0 | 0 | 0 | 0 | 0 | 0 | 0 | 0 | 0 | 0 | 0 | 0
| Ground | Not RO Treatable | 0 | 0 | 0 | 0 | 0 | 0 | 0 | 0 | 0 | 0 | 0 | 0 | 0 | 0 | 0
| Surface | Freshwater | 0 | 0 | 0.0092423 | 0.11553 | 0 | 0 | 0.16707 | 10.3269 | 0.060559 | 0.0099697 | -0.042545 | -0.042545 | 0.23687 | 10.4524 | -0.042545
| Surface | Brackish Water | 0 | 0 | 0 | 0 | 0 | 0 | 0.0069909 | 0.68862 | 0.0021169 | 0 | 0 | 0 | 0.0091079 | 0.68862 | 0
| Surface | Saline | 0 | 0 | 0 | 0 | 0 | 0 | 0.004499 | 0.5746 | 0.0013623 | 0 | 0 | 0 | 0.0058613 | 0.5746 | 0
| Surface | Not RO Treatable | 0 | 0 | 0 | 0 | 0 | 0 | 0 | 0 | 0 | 0 | 0 | 0 | 0 | 0 | 0
| Reuse | Freshwater | 0 | 0 | 0 | 0 | 0 | 0 | 0.0015157 | 0.0052088 | 0.00046401 | 5.0259e-06 | 0 | 0 | 0.0019798 | 0.0052138 | 0
| Reuse | Brackish Water | 0 | 0 | 0 | 0 | 0 | 0 | 6.3008e-05 | 0.00034736 | 1.9079e-05 | 0 | 0 | 0 | 8.2087e-05 | 0.00034736 | 0
| Reuse | Saline | 0 | 0 | 0 | 0 | 0 | 0 | 3.6313e-05 | 0.00028666 | 1.0996e-05 | 0 | 0 | 0 | 4.731e-05 | 0.00028666 | 0
| Reuse | Not RO Treatable | 0 | 0 | 0 | 0 | 0 | 0 | 0 | 0 | 0 | 0 | 0 | 0 | 0 | 0 | 0
Lignite Coal
Associated water intensity (m^3/GJ delivered energy) |  |  | Production |  | Processing |  | Transport |  | Conversion |  | Post-conversion |  | Combustion |  | Resource | Resource | Resource
|  |  | Consumption | Withdrawal | Consumption | Withdrawal | Consumption | Withdrawal | Consumption | Withdrawal | Consumption | Withdrawal | Consumption | Withdrawal | Consumption | Withdrawal | Combustion
| Water Source | Water Quality | 0.11298 | 0.11298 | 0 | 0 | 0 | 0 | 0.41403 | 21.9365 | 0.014216 | 0.014216 | -0.078107 | -0.078107 | 0.54122 | 22.0637 | -0.078107
| Ground | Freshwater | 0.11298 | 0.11298 | 0 | 0 | 0 | 0 | 0.028829 | 0.032033 | 3.1829e-05 | 3.1829e-05 | 0 | 0 | 0.14184 | 0.14504 | 0
| Ground | Brackish Water | 0 | 0 | 0 | 0 | 0 | 0 | 0 | 0 | 0 | 0 | 0 | 0 | 0 | 0 | 0
| Ground | Saline | 0 | 0 | 0 | 0 | 0 | 0 | 0.015434 | 0.017083 | 0 | 0 | 0 | 0 | 0.015434 | 0.017083 | 0
| Ground | Not RO Treatable | 0 | 0 | 0 | 0 | 0 | 0 | 0 | 0 | 0 | 0 | 0 | 0 | 0 | 0 | 0
| Surface | Freshwater | 0 | 0 | 0 | 0 | 0 | 0 | 0.36957 | 21.8872 | 0.014184 | 0.014184 | -0.078107 | -0.078107 | 0.38375 | 21.9014 | -0.078107
| Surface | Brackish Water | 0 | 0 | 0 | 0 | 0 | 0 | 0 | 0 | 0 | 0 | 0 | 0 | 0 | 0 | 0
| Surface | Saline | 0 | 0 | 0 | 0 | 0 | 0 | 0 | 0 | 0 | 0 | 0 | 0 | 0 | 0 | 0
| Surface | Not RO Treatable | 0 | 0 | 0 | 0 | 0 | 0 | 0 | 0 | 0 | 0 | 0 | 0 | 0 | 0 | 0
| Reuse | Freshwater | 0 | 0 | 0 | 0 | 0 | 0 | 0.00018893 | 0.00021679 | 1.406e-07 | 1.406e-07 | 0 | 0 | 0.00018907 | 0.00021694 | 0
| Reuse | Brackish Water | 0 | 0 | 0 | 0 | 0 | 0 | 0 | 0 | 0 | 0 | 0 | 0 | 0 | 0 | 0
| Reuse | Saline | 0 | 0 | 0 | 0 | 0 | 0 | 7.072e-06 | 1.6896e-07 | 0 | 0 | 0 | 0 | 7.072e-06 | 1.6896e-07 | 0
| Reuse | Not RO Treatable | 0 | 0 | 0 | 0 | 0 | 0 | 0 | 0 | 0 | 0 | 0 | 0 | 0 | 0 | 0
Conventional Natural Gas
Associated water intensity (m^3/GJ delivered energy) |  |  | Production |  | Processing |  | Transport |  | Conversion |  | Post-conversion |  | Combustion |  | Resource | Resource | Resource
|  |  | Consumption | Withdrawal | Consumption | Withdrawal | Consumption | Withdrawal | Consumption | Withdrawal | Consumption | Withdrawal | Consumption | Withdrawal | Consumption | Withdrawal | Combustion
| Water Source | Water Quality | 0.010348 | 0.010348 | 0.0026972 | 0.0037469 | 0.0049376 | 0.0050656 | 0.041498 | 0.78204 | 0 | 0 | -0.047336 | -0.047336 | 0.059481 | 0.8012 | -0.047336
| Ground | Freshwater | 0.00060404 | 0.00060404 | 0.00085639 | 0.0012739 | 0.00098746 | 0.0010386 | 0.011656 | 0.014793 | 0 | 0 | 0 | 0 | 0.014104 | 0.017709 | 0
| Ground | Brackish Water | 0 | 0 | 0 | 0 | 0 | 0 | 3.1545e-05 | 3.8806e-05 | 0 | 0 | 0 | 0 | 3.1545e-05 | 3.8806e-05 | 0
| Ground | Saline | 0 | 0 | 0 | 0 | 0 | 0 | 7.145e-05 | 8.8195e-05 | 0 | 0 | 0 | 0 | 7.145e-05 | 8.8195e-05 | 0
| Ground | Not RO Treatable | 0.0093321 | 0.0094192 | 0.00054555 | 0.00054555 | 0 | 0 | 0 | 0 | 0 | 0 | 0 | 0 | 0.0098776 | 0.0099647 | 0
| Surface | Freshwater | 0.00032525 | 0.00032525 | 0.0012953 | 0.0019274 | 0.0039498 | 0.0040266 | 0.021246 | 0.36578 | 0 | 0 | -0.047336 | -0.047336 | 0.026817 | 0.37206 | -0.047336
| Surface | Brackish Water | 0 | 0 | 0 | 0 | 0 | 0 | 0.0017268 | 0.17867 | 0 | 0 | 0 | 0 | 0.0017268 | 0.17867 | 0
| Surface | Saline | 0 | 0 | 0 | 0 | 3.322e-07 | 4.2329e-07 | 0.0015575 | 0.2095 | 0 | 0 | 0 | 0 | 0.0015578 | 0.2095 | 0
| Surface | Not RO Treatable | 0 | 0 | 0 | 0 | 0 | 0 | 0 | 0 | 0 | 0 | 0 | 0 | 0 | 0 | 0
| Reuse | Freshwater | 0 | 0 | 0 | 0 | 0 | 0 | 0.0047308 | 0.0069581 | 0 | 0 | 0 | 0 | 0.0047308 | 0.0069581 | 0
| Reuse | Brackish Water | 0 | 0 | 0 | 0 | 0 | 0 | 0.00024864 | 0.0028663 | 0 | 0 | 0 | 0 | 0.00024864 | 0.0028663 | 0
| Reuse | Saline | 0 | 0 | 0 | 0 | 0 | 0 | 0.00022863 | 0.0033375 | 0 | 0 | 0 | 0 | 0.00022863 | 0.0033375 | 0
| Reuse | Not RO Treatable | 8.7106e-05 | 0 | 0 | 0 | 0 | 0 | 0 | 0 | 0 | 0 | 0 | 0 | 8.7106e-05 | 0 | 0
Unconventional Natural Gas
Associated water intensity (m^3/GJ delivered energy) |  |  | Production |  | Processing |  | Transport |  | Conversion |  | Post-conversion |  | Combustion |  | Resource | Resource | Resource
|  |  | Consumption | Withdrawal | Consumption | Withdrawal | Consumption | Withdrawal | Consumption | Withdrawal | Consumption | Withdrawal | Consumption | Withdrawal | Consumption | Withdrawal | Combustion
| Water Source | Water Quality | 0.03936 | 0.03936 | 0.0026306 | 0.0036736 | 0.0049376 | 0.0050656 | 0.041498 | 0.78204 | 0 | 0 | -0.047336 | -0.047336 | 0.088426 | 0.83014 | -0.047336
| Ground | Freshwater | 0.016334 | 0.016334 | 0.00093527 | 0.0013456 | 0.00098746 | 0.0010386 | 0.011656 | 0.014793 | 0 | 0 | 0 | 0 | 0.029913 | 0.033511 | 0
| Ground | Brackish Water | 0.0036877 | 0.0036877 | 0.00010568 | 0.00010111 | 0 | 0 | 3.1545e-05 | 3.8806e-05 | 0 | 0 | 0 | 0 | 0.0038249 | 0.0038276 | 0
| Ground | Saline | 0.00159 | 0.0024494 | 4.5566e-05 | 6.7161e-05 | 0 | 0 | 7.145e-05 | 8.8195e-05 | 0 | 0 | 0 | 0 | 0.0017071 | 0.0026048 | 0
| Ground | Not RO Treatable | 0.010077 | 0.010077 | 0.00028877 | 0.0002763 | 0 | 0 | 0 | 0 | 0 | 0 | 0 | 0 | 0.010366 | 0.010353 | 0
| Surface | Freshwater | 0.0068121 | 0.0068121 | 0.0012553 | 0.0018834 | 0.0039498 | 0.0040266 | 0.021246 | 0.36578 | 0 | 0 | -0.047336 | -0.047336 | 0.033264 | 0.37851 | -0.047336
| Surface | Brackish Water | 0 | 0 | 0 | 0 | 0 | 0 | 0.0017268 | 0.17867 | 0 | 0 | 0 | 0 | 0.0017268 | 0.17867 | 0
| Surface | Saline | 0 | 0 | 0 | 0 | 3.322e-07 | 4.2329e-07 | 0.0015575 | 0.2095 | 0 | 0 | 0 | 0 | 0.0015578 | 0.2095 | 0
| Surface | Not RO Treatable | 0 | 0 | 0 | 0 | 0 | 0 | 0 | 0 | 0 | 0 | 0 | 0 | 0 | 0 | 0
| Reuse | Freshwater | 0 | 0 | 0 | 0 | 0 | 0 | 0.0047308 | 0.0069581 | 0 | 0 | 0 | 0 | 0.0047308 | 0.0069581 | 0
| Reuse | Brackish Water | 0 | 0 | 0 | 0 | 0 | 0 | 0.00024864 | 0.0028663 | 0 | 0 | 0 | 0 | 0.00024864 | 0.0028663 | 0
| Reuse | Saline | 0.00085935 | 0 | 0 | 0 | 0 | 0 | 0.00022863 | 0.0033375 | 0 | 0 | 0 | 0 | 0.001088 | 0.0033375 | 0
| Reuse | Not RO Treatable | 0 | 0 | 0 | 0 | 0 | 0 | 0 | 0 | 0 | 0 | 0 | 0 | 0 | 0 | 0
Uranium
Associated water intensity (m^3/GJ delivered energy) |  |  | Production |  | Processing |  | Transport |  | Conversion |  | Post-conversion |  | Combustion |  | Resource | Resource | Resource
|  |  | Consumption | Withdrawal | Consumption | Withdrawal | Consumption | Withdrawal | Consumption | Withdrawal | Consumption | Withdrawal | Consumption | Withdrawal | Consumption | Withdrawal | Combustion
| Water Source | Water Quality | 0.001414 | 0.001414 | 0.0025121 | 0.0028215 | 0 | 0 | 0.59896 | 25.9082 | 0.0033102 | 0.0033102 | 0 | 0 | 0.60619 | 25.9158 | 0
| Ground | Freshwater | 0.001414 | 0.001414 | 0.0022663 | 0.0022663 | 0 | 0 | 0.011866 | 0.017592 | 2.1809e-07 | 2.1809e-07 | 0 | 0 | 0.015546 | 0.021273 | 0
| Ground | Brackish Water | 0 | 0 | 0 | 0 | 0 | 0 | 0 | 0 | 0 | 0 | 0 | 0 | 0 | 0 | 0
| Ground | Saline | 0 | 0 | 0 | 0 | 0 | 0 | 0 | 0 | 0 | 0 | 0 | 0 | 0 | 0 | 0
| Ground | Not RO Treatable | 0 | 0 | 0 | 0 | 0 | 0 | 0 | 0 | 0 | 0 | 0 | 0 | 0 | 0 | 0
| Surface | Freshwater | 0 | 0 | 0.00024577 | 0.0005552 | 0 | 0 | 0.46446 | 18.6582 | 0.00331 | 0.00331 | 0 | 0 | 0.46801 | 18.6621 | 0
| Surface | Brackish Water | 0 | 0 | 0 | 0 | 0 | 0 | 0.035214 | 2.4406 | 0 | 0 | 0 | 0 | 0.035214 | 2.4406 | 0
| Surface | Saline | 0 | 0 | 0 | 0 | 0 | 0 | 0.04278 | 4.4661 | 0 | 0 | 0 | 0 | 0.04278 | 4.4661 | 0
| Surface | Not RO Treatable | 0 | 0 | 0 | 0 | 0 | 0 | 0 | 0 | 0 | 0 | 0 | 0 | 0 | 0 | 0
| Reuse | Freshwater | 0 | 0 | 0 | 0 | 0 | 0 | 0.038361 | 0.23778 | 0 | 0 | 0 | 0 | 0.038361 | 0.23778 | 0
| Reuse | Brackish Water | 0 | 0 | 0 | 0 | 0 | 0 | 0.002836 | 0.031074 | 0 | 0 | 0 | 0 | 0.002836 | 0.031074 | 0
| Reuse | Saline | 0 | 0 | 0 | 0 | 0 | 0 | 0.0034453 | 0.056862 | 0 | 0 | 0 | 0 | 0.0034453 | 0.056862 | 0
| Reuse | Not RO Treatable | 0 | 0 | 0 | 0 | 0 | 0 | 0 | 0 | 0 | 0 | 0 | 0 | 0 | 0 | 0
Hydropower
Associated water intensity (m^3/GJ delivered energy) |  |  | Production |  | Processing |  | Transport |  | Conversion |  | Post-conversion |  | Combustion |  | Resource | Resource | Resource
|  |  | Consumption | Withdrawal | Consumption | Withdrawal | Consumption | Withdrawal | Consumption | Withdrawal | Consumption | Withdrawal | Consumption | Withdrawal | Consumption | Withdrawal | Combustion
| Water Source | Water Quality | 2.6475 | 2.6475 | 0 | 0 | 0 | 0 | 0 | 22560.6112 | 0 | 0 | 0 | 0 | 2.6475 | 22563.2587 | 0
| Ground | Freshwater | 0 | 0 | 0 | 0 | 0 | 0 | 0 | 0 | 0 | 0 | 0 | 0 | 0 | 0 | 0
| Ground | Brackish Water | 0 | 0 | 0 | 0 | 0 | 0 | 0 | 0 | 0 | 0 | 0 | 0 | 0 | 0 | 0
| Ground | Saline | 0 | 0 | 0 | 0 | 0 | 0 | 0 | 0 | 0 | 0 | 0 | 0 | 0 | 0 | 0
| Ground | Not RO Treatable | 0 | 0 | 0 | 0 | 0 | 0 | 0 | 0 | 0 | 0 | 0 | 0 | 0 | 0 | 0
| Surface | Freshwater | 2.6475 | 2.6475 | 0 | 0 | 0 | 0 | 0 | 22560.6112 | 0 | 0 | 0 | 0 | 2.6475 | 22563.2587 | 0
| Surface | Brackish Water | 0 | 0 | 0 | 0 | 0 | 0 | 0 | 0 | 0 | 0 | 0 | 0 | 0 | 0 | 0
| Surface | Saline | 0 | 0 | 0 | 0 | 0 | 0 | 0 | 0 | 0 | 0 | 0 | 0 | 0 | 0 | 0
| Surface | Not RO Treatable | 0 | 0 | 0 | 0 | 0 | 0 | 0 | 0 | 0 | 0 | 0 | 0 | 0 | 0 | 0
| Reuse | Freshwater | 0 | 0 | 0 | 0 | 0 | 0 | 0 | 0 | 0 | 0 | 0 | 0 | 0 | 0 | 0
| Reuse | Brackish Water | 0 | 0 | 0 | 0 | 0 | 0 | 0 | 0 | 0 | 0 | 0 | 0 | 0 | 0 | 0
| Reuse | Saline | 0 | 0 | 0 | 0 | 0 | 0 | 0 | 0 | 0 | 0 | 0 | 0 | 0 | 0 | 0
| Reuse | Not RO Treatable | 0 | 0 | 0 | 0 | 0 | 0 | 0 | 0 | 0 | 0 | 0 | 0 | 0 | 0 | 0
Wind
Associated water intensity (m^3/GJ delivered energy) |  |  | Production |  | Processing |  | Transport |  | Conversion |  | Post-conversion |  | Combustion |  | Resource | Resource | Resource
|  |  | Consumption | Withdrawal | Consumption | Withdrawal | Consumption | Withdrawal | Consumption | Withdrawal | Consumption | Withdrawal | Consumption | Withdrawal | Consumption | Withdrawal | Combustion
| Water Source | Water Quality | 0.0031598 | 0.031598 | 0 | 0 | 0 | 0 | 0 | 0 | 0 | 0 | 0 | 0 | 0.0031598 | 0.031598 | 0
| Ground | Freshwater | 0.0012639 | 0.012639 | 0 | 0 | 0 | 0 | 0 | 0 | 0 | 0 | 0 | 0 | 0.0012639 | 0.012639 | 0
| Ground | Brackish Water | 0 | 0 | 0 | 0 | 0 | 0 | 0 | 0 | 0 | 0 | 0 | 0 | 0 | 0 | 0
| Ground | Saline | 0 | 0 | 0 | 0 | 0 | 0 | 0 | 0 | 0 | 0 | 0 | 0 | 0 | 0 | 0
| Ground | Not RO Treatable | 0 | 0 | 0 | 0 | 0 | 0 | 0 | 0 | 0 | 0 | 0 | 0 | 0 | 0 | 0
| Surface | Freshwater | 0.0018959 | 0.018959 | 0 | 0 | 0 | 0 | 0 | 0 | 0 | 0 | 0 | 0 | 0.0018959 | 0.018959 | 0
| Surface | Brackish Water | 0 | 0 | 0 | 0 | 0 | 0 | 0 | 0 | 0 | 0 | 0 | 0 | 0 | 0 | 0
| Surface | Saline | 0 | 0 | 0 | 0 | 0 | 0 | 0 | 0 | 0 | 0 | 0 | 0 | 0 | 0 | 0
| Surface | Not RO Treatable | 0 | 0 | 0 | 0 | 0 | 0 | 0 | 0 | 0 | 0 | 0 | 0 | 0 | 0 | 0
| Reuse | Freshwater | 0 | 0 | 0 | 0 | 0 | 0 | 0 | 0 | 0 | 0 | 0 | 0 | 0 | 0 | 0
| Reuse | Brackish Water | 0 | 0 | 0 | 0 | 0 | 0 | 0 | 0 | 0 | 0 | 0 | 0 | 0 | 0 | 0
| Reuse | Saline | 0 | 0 | 0 | 0 | 0 | 0 | 0 | 0 | 0 | 0 | 0 | 0 | 0 | 0 | 0
| Reuse | Not RO Treatable | 0 | 0 | 0 | 0 | 0 | 0 | 0 | 0 | 0 | 0 | 0 | 0 | 0 | 0 | 0
Solid Biomass and RDF
Associated water intensity (m^3/GJ delivered energy) |  |  | Production |  | Processing |  | Transport |  | Conversion |  | Post-conversion |  | Combustion |  | Resource | Resource | Resource
|  |  | Consumption | Withdrawal | Consumption | Withdrawal | Consumption | Withdrawal | Consumption | Withdrawal | Consumption | Withdrawal | Consumption | Withdrawal | Consumption | Withdrawal | Combustion
| Water Source | Water Quality | 0.056902 | 0.056902 | 0 | 0 | 0 | 0 | 0.080454 | 3.3162 | 0.0018834 | 0.0018834 | -0.055961 | -0.055961 | 0.13924 | 3.375 | -0.055961
| Ground | Freshwater | 0.022761 | 0.022761 | 0 | 0 | 0 | 0 | 0.016351 | 0.03179 | 1.8068e-05 | 1.8068e-05 | 0 | 0 | 0.03913 | 0.054569 | 0
| Ground | Brackish Water | 0 | 0 | 0 | 0 | 0 | 0 | 1.6034e-05 | 2.319e-05 | 0 | 0 | 0 | 0 | 1.6034e-05 | 2.319e-05 | 0
| Ground | Saline | 0 | 0 | 0 | 0 | 0 | 0 | 0 | 0 | 0 | 0 | 0 | 0 | 0 | 0 | 0
| Ground | Not RO Treatable | 0 | 0 | 0 | 0 | 0 | 0 | 0 | 0 | 0 | 0 | 0 | 0 | 0 | 0 | 0
| Surface | Freshwater | 0.034141 | 0.034141 | 0 | 0 | 0 | 0 | 0.06055 | 3.1156 | 0.0018209 | 0.0018209 | -0.055961 | -0.055961 | 0.096512 | 3.1516 | -0.055961
| Surface | Brackish Water | 0 | 0 | 0 | 0 | 0 | 0 | 0.00024861 | 0.04126 | 0 | 0 | 0 | 0 | 0.00024861 | 0.04126 | 0
| Surface | Saline | 0 | 0 | 0 | 0 | 0 | 0 | 0.00033441 | 0.049193 | 0 | 0 | 0 | 0 | 0.00033441 | 0.049193 | 0
| Surface | Not RO Treatable | 0 | 0 | 0 | 0 | 0 | 0 | 0 | 0 | 0 | 0 | 0 | 0 | 0 | 0 | 0
| Reuse | Freshwater | 0 | 0 | 0 | 0 | 0 | 0 | 0.0029319 | 0.076117 | 4.448e-05 | 4.448e-05 | 0 | 0 | 0.0029764 | 0.076161 | 0
| Reuse | Brackish Water | 0 | 0 | 0 | 0 | 0 | 0 | 1.0054e-05 | 0.0010039 | 0 | 0 | 0 | 0 | 1.0054e-05 | 0.0010039 | 0
| Reuse | Saline | 0 | 0 | 0 | 0 | 0 | 0 | 1.2704e-05 | 0.0011962 | 0 | 0 | 0 | 0 | 1.2704e-05 | 0.0011962 | 0
| Reuse | Not RO Treatable | 0 | 0 | 0 | 0 | 0 | 0 | 0 | 0 | 0 | 0 | 0 | 0 | 0 | 0 | 0
Biogas
Associated water intensity (m^3/GJ delivered energy) |  |  | Production |  | Processing |  | Transport |  | Conversion |  | Post-conversion |  | Combustion |  | Resource | Resource | Resource
|  |  | Consumption | Withdrawal | Consumption | Withdrawal | Consumption | Withdrawal | Consumption | Withdrawal | Consumption | Withdrawal | Consumption | Withdrawal | Consumption | Withdrawal | Combustion
| Water Source | Water Quality | 0 | 0 | 0 | 0 | 0 | 0 | 0.046029 | 1.7149 | 0 | 0 | -0.12771 | -0.12771 | 0.046029 | 1.7149 | -0.12771
| Ground | Freshwater | 0 | 0 | 0 | 0 | 0 | 0 | 0.0070709 | 0.013616 | 0 | 0 | 0 | 0 | 0.0070709 | 0.013616 | 0
| Ground | Brackish Water | 0 | 0 | 0 | 0 | 0 | 0 | 0 | 0 | 0 | 0 | 0 | 0 | 0 | 0 | 0
| Ground | Saline | 0 | 0 | 0 | 0 | 0 | 0 | 0 | 0 | 0 | 0 | 0 | 0 | 0 | 0 | 0
| Ground | Not RO Treatable | 0 | 0 | 0 | 0 | 0 | 0 | 0 | 0 | 0 | 0 | 0 | 0 | 0 | 0 | 0
| Surface | Freshwater | 0 | 0 | 0 | 0 | 0 | 0 | 0.034061 | 1.6927 | 0 | 0 | -0.12771 | -0.12771 | 0.034061 | 1.6927 | -0.12771
| Surface | Brackish Water | 0 | 0 | 0 | 0 | 0 | 0 | 0 | 0 | 0 | 0 | 0 | 0 | 0 | 0 | 0
| Surface | Saline | 0 | 0 | 0 | 0 | 0 | 0 | 0 | 0 | 0 | 0 | 0 | 0 | 0 | 0 | 0
| Surface | Not RO Treatable | 0 | 0 | 0 | 0 | 0 | 0 | 0 | 0 | 0 | 0 | 0 | 0 | 0 | 0 | 0
| Reuse | Freshwater | 0 | 0 | 0 | 0 | 0 | 0 | 0.0048974 | 0.0086061 | 0 | 0 | 0 | 0 | 0.0048974 | 0.0086061 | 0
| Reuse | Brackish Water | 0 | 0 | 0 | 0 | 0 | 0 | 0 | 0 | 0 | 0 | 0 | 0 | 0 | 0 | 0
| Reuse | Saline | 0 | 0 | 0 | 0 | 0 | 0 | 0 | 0 | 0 | 0 | 0 | 0 | 0 | 0 | 0
| Reuse | Not RO Treatable | 0 | 0 | 0 | 0 | 0 | 0 | 0 | 0 | 0 | 0 | 0 | 0 | 0 | 0 | 0
Geothermal
Associated water intensity (m^3/GJ delivered energy) |  |  | Production |  | Processing |  | Transport |  | Conversion |  | Post-conversion |  | Combustion |  | Resource | Resource | Resource
|  |  | Consumption | Withdrawal | Consumption | Withdrawal | Consumption | Withdrawal | Consumption | Withdrawal | Consumption | Withdrawal | Consumption | Withdrawal | Consumption | Withdrawal | Combustion
| Water Source | Water Quality | 2.7656 | 2.7656 | 0 | 0 | 0 | 0 | 0.33607 | 0.33952 | 0 | 0 | 0 | 0 | 3.1017 | 3.1051 | 0
| Ground | Freshwater | 2.4388 | 2.4388 | 0 | 0 | 0 | 0 | 0.21876 | 0.22222 | 0 | 0 | 0 | 0 | 2.6576 | 2.661 | 0
| Ground | Brackish Water | 0 | 0 | 0 | 0 | 0 | 0 | 0.0025678 | 0.0025678 | 0 | 0 | 0 | 0 | 0.0025678 | 0.0025678 | 0
| Ground | Saline | 0 | 0 | 0 | 0 | 0 | 0 | 0 | 0 | 0 | 0 | 0 | 0 | 0 | 0 | 0
| Ground | Not RO Treatable | 0 | 0 | 0 | 0 | 0 | 0 | 0 | 0 | 0 | 0 | 0 | 0 | 0 | 0 | 0
| Surface | Freshwater | 0.00082924 | 0.00082924 | 0 | 0 | 0 | 0 | 0.11473 | 0.11473 | 0 | 0 | 0 | 0 | 0.11556 | 0.11556 | 0
| Surface | Brackish Water | 0 | 0 | 0 | 0 | 0 | 0 | 0 | 0 | 0 | 0 | 0 | 0 | 0 | 0 | 0
| Surface | Saline | 0 | 0 | 0 | 0 | 0 | 0 | 0 | 0 | 0 | 0 | 0 | 0 | 0 | 0 | 0
| Surface | Not RO Treatable | 0 | 0 | 0 | 0 | 0 | 0 | 0 | 0 | 0 | 0 | 0 | 0 | 0 | 0 | 0
| Reuse | Freshwater | 0.32596 | 0.32596 | 0 | 0 | 0 | 0 | 0 | 0 | 0 | 0 | 0 | 0 | 0.32596 | 0.32596 | 0
| Reuse | Brackish Water | 0 | 0 | 0 | 0 | 0 | 0 | 0 | 0 | 0 | 0 | 0 | 0 | 0 | 0 | 0
| Reuse | Saline | 0 | 0 | 0 | 0 | 0 | 0 | 0 | 0 | 0 | 0 | 0 | 0 | 0 | 0 | 0
| Reuse | Not RO Treatable | 0 | 0 | 0 | 0 | 0 | 0 | 0 | 0 | 0 | 0 | 0 | 0 | 0 | 0 | 0
Solar Photovoltaic
Associated water intensity (m^3/GJ delivered energy) |  |  | Production |  | Processing |  | Transport |  | Conversion |  | Post-conversion |  | Combustion |  | Resource | Resource | Resource
|  |  | Consumption | Withdrawal | Consumption | Withdrawal | Consumption | Withdrawal | Consumption | Withdrawal | Consumption | Withdrawal | Consumption | Withdrawal | Consumption | Withdrawal | Combustion
| Water Source | Water Quality | 0.0018692 | 0.0018692 | 0 | 0 | 0 | 0 | 0 | 0 | 0 | 0 | 0 | 0 | 0.0018692 | 0.0018692 | 0
| Ground | Freshwater | 0.0018692 | 0.0018692 | 0 | 0 | 0 | 0 | 0 | 0 | 0 | 0 | 0 | 0 | 0.0018692 | 0.0018692 | 0
| Ground | Brackish Water | 0 | 0 | 0 | 0 | 0 | 0 | 0 | 0 | 0 | 0 | 0 | 0 | 0 | 0 | 0
| Ground | Saline | 0 | 0 | 0 | 0 | 0 | 0 | 0 | 0 | 0 | 0 | 0 | 0 | 0 | 0 | 0
| Ground | Not RO Treatable | 0 | 0 | 0 | 0 | 0 | 0 | 0 | 0 | 0 | 0 | 0 | 0 | 0 | 0 | 0
| Surface | Freshwater | 0 | 0 | 0 | 0 | 0 | 0 | 0 | 0 | 0 | 0 | 0 | 0 | 0 | 0 | 0
| Surface | Brackish Water | 0 | 0 | 0 | 0 | 0 | 0 | 0 | 0 | 0 | 0 | 0 | 0 | 0 | 0 | 0
| Surface | Saline | 0 | 0 | 0 | 0 | 0 | 0 | 0 | 0 | 0 | 0 | 0 | 0 | 0 | 0 | 0
| Surface | Not RO Treatable | 0 | 0 | 0 | 0 | 0 | 0 | 0 | 0 | 0 | 0 | 0 | 0 | 0 | 0 | 0
| Reuse | Freshwater | 0 | 0 | 0 | 0 | 0 | 0 | 0 | 0 | 0 | 0 | 0 | 0 | 0 | 0 | 0
| Reuse | Brackish Water | 0 | 0 | 0 | 0 | 0 | 0 | 0 | 0 | 0 | 0 | 0 | 0 | 0 | 0 | 0
| Reuse | Saline | 0 | 0 | 0 | 0 | 0 | 0 | 0 | 0 | 0 | 0 | 0 | 0 | 0 | 0 | 0
| Reuse | Not RO Treatable | 0 | 0 | 0 | 0 | 0 | 0 | 0 | 0 | 0 | 0 | 0 | 0 | 0 | 0 | 0
Solar Thermal
Associated water intensity (m^3/GJ delivered energy) |  |  | Production |  | Processing |  | Transport |  | Conversion |  | Post-conversion |  | Combustion |  | Resource | Resource | Resource
|  |  | Consumption | Withdrawal | Consumption | Withdrawal | Consumption | Withdrawal | Consumption | Withdrawal | Consumption | Withdrawal | Consumption | Withdrawal | Consumption | Withdrawal | Combustion
| Water Source | Water Quality | 0.021065 | 0.021065 | 0 | 0 | 0 | 0 | 0.96544 | 1.6258 | 0 | 0 | 0 | 0 | 0.98651 | 1.6469 | 0
| Ground | Freshwater | 0.021065 | 0.021065 | 0 | 0 | 0 | 0 | 0.68065 | 0.68271 | 0 | 0 | 0 | 0 | 0.70172 | 0.70378 | 0
| Ground | Brackish Water | 0 | 0 | 0 | 0 | 0 | 0 | 0.024636 | 0.024636 | 0 | 0 | 0 | 0 | 0.024636 | 0.024636 | 0
| Ground | Saline | 0 | 0 | 0 | 0 | 0 | 0 | 0 | 0 | 0 | 0 | 0 | 0 | 0 | 0 | 0
| Ground | Not RO Treatable | 0 | 0 | 0 | 0 | 0 | 0 | 0 | 0 | 0 | 0 | 0 | 0 | 0 | 0 | 0
| Surface | Freshwater | 0 | 0 | 0 | 0 | 0 | 0 | 0.26015 | 0.91849 | 0 | 0 | 0 | 0 | 0.26015 | 0.91849 | 0
| Surface | Brackish Water | 0 | 0 | 0 | 0 | 0 | 0 | 0 | 0 | 0 | 0 | 0 | 0 | 0 | 0 | 0
| Surface | Saline | 0 | 0 | 0 | 0 | 0 | 0 | 0 | 0 | 0 | 0 | 0 | 0 | 0 | 0 | 0
| Surface | Not RO Treatable | 0 | 0 | 0 | 0 | 0 | 0 | 0 | 0 | 0 | 0 | 0 | 0 | 0 | 0 | 0
| Reuse | Freshwater | 0 | 0 | 0 | 0 | 0 | 0 | 0 | 0 | 0 | 0 | 0 | 0 | 0 | 0 | 0
| Reuse | Brackish Water | 0 | 0 | 0 | 0 | 0 | 0 | 0 | 0 | 0 | 0 | 0 | 0 | 0 | 0 | 0
| Reuse | Saline | 0 | 0 | 0 | 0 | 0 | 0 | 0 | 0 | 0 | 0 | 0 | 0 | 0 | 0 | 0
| Reuse | Not RO Treatable | 0 | 0 | 0 | 0 | 0 | 0 | 0 | 0 | 0 | 0 | 0 | 0 | 0 | 0 | 0
Note on L11: Emily Grubert: Summary excludes 2e13 m^3 estimated withdrawals for hydropower, K182
Note on R11: Emily Grubert: Summary excludes 2e13 m^3 estimated withdrawals for hydropower, K182
Note on N118: Emily Grubert: ash only
Note on E137: Emily Grubert: assume the reuse for HF and drilling comes from PW
Note on F145: Emily Grubert: assume water for drilling/HF that is being taken from PW is not being withdrawn twice
Note on E153: Emily Grubert: assume the reuse for HF and drilling comes from PW
Note on F161: Emily Grubert: assume water for drilling/HF that is being taken from PW is not being withdrawn twice
Note on E187: Emily Grubert: net consumption: 2010-2014 annual average
Note on L187: Emily Grubert: This value is excluded from most summaries as it is speculative and very large
Note on L247: Emily Grubert: includes direct heat water loop withdrawal

## Output data (hidden)
Total Water Withdrawn for US Energy System, 2014 | [5 empty] | Total Water Consumed for US Energy System, 2014
| m^3 | m^3/GJ consumer energy | % of national |  |  |  | m^3 | m^3/GJ consumer energy | % of national
Total | [5 empty] | Total
Total fresh | [5 empty] | Total fresh
Total fresh surface | [5 empty] | Total fresh surface
Total fresh ground | [5 empty] | Total fresh ground
Total reuse | [5 empty] | Total reuse
Withdrawal Intensity by Fuel Cycle, m^3/GJ consumer energy | [5 empty] | Consumption Intensity by Fuel Cycle, m^3/GJ consumer energy
| Total | Fresh | Nonfresh |  |  |  | Total | Fresh | Nonfresh
Conventional oil | [5 empty] | Conventional oil
Unconventional oil | [5 empty] | Unconventional oil
Liquid biofuels | [5 empty] | Liquid biofuels
Subbituminous coal | [5 empty] | Subbituminous coal
Bituminous coal | [5 empty] | Bituminous coal
Lignite | [5 empty] | Lignite
Conventional natural gas | [5 empty] | Conventional natural gas
Unconventional natural gas | [5 empty] | Unconventional natural gas
Uranium | [5 empty] | Uranium
Hydropower | [5 empty] | Hydropower
Wind | [5 empty] | Wind
Solid and gaseous biomass | [5 empty] | Solid and gaseous biomass
MSW | [5 empty] | MSW
Geothermal | [5 empty] | Geothermal
Solar photovoltaic | [5 empty] | Solar photovoltaic
Solar thermal | [5 empty] | Solar thermal
Life Cycle Freshwater Withdrawal Intensity by Fuel Cycle, m^3/GJ consumer energy | [5 empty] | Life Cycle Freshwater Consumption Intensity by Fuel Cycle, m^3/GJ consumer energy
| Extraction | Processing | Transport | Conversion | Post-conversion |  | Extraction | Processing | Transport | Conversion | Post-conversion
Conventional oil | [5 empty] | Conventional oil
Unconventional oil | [5 empty] | Unconventional oil
Liquid biofuels | [5 empty] | Liquid biofuels
Subbituminous coal | [5 empty] | Subbituminous coal
Bituminous coal | [5 empty] | Bituminous coal
Lignite | [5 empty] | Lignite
Conventional natural gas | [5 empty] | Conventional natural gas
Unconventional natural gas | [5 empty] | Unconventional natural gas
Uranium | [5 empty] | Uranium
Hydropower | [5 empty] | Hydropower
Wind | [5 empty] | Wind
Solid and gaseous biomass | [5 empty] | Solid and gaseous biomass
MSW | [5 empty] | MSW
Geothermal | [5 empty] | Geothermal
Solar photovoltaic | [5 empty] | Solar photovoltaic
Solar thermal | [5 empty] | Solar thermal

## Resource-specific data->
This section contains fuel cycle-specific data for 17 fuel cycles. Specifically, individual processes within each life cycle stage are summarized relative to water use.
Also included are full-resource summaries for oil (conventional and unconventional), natural gas (conventional and unconventional), and coal (subbituminous,
bituminous, and lignite). Absolute volumes, intensity per GJ of energy to which the process applies (e.g., mining water intensity per GJ-mined coal), and intensity
per GJ of delivered energy are provided.
Note that the charts showing total volume by process are plotted on the same scale for liquid fuels and for non-liquid fuels, but the liquid and non-liquid fuel
scales are not the same. Note also that hydropower withdrawals are plotted with a different axis due to their extreme large value.
Liquid fuels
Oil
Conventional Oil
Unconventional Oil
Ethanol
Biodiesel
Non-liquid fuels
Coal
Subbituminous Coal
Bituminous Coal
Lignite Coal
Natural Gas
Conventional Natural Gas
Unconventional Natural Gas
Uranium
Hydropower
Wind
Solid Biomass and RDF
Biogas
Geothermal
Solar Photovoltaic
Solar Thermal

## Oil
OIL-TOTAL
|  | Consumption | [11 empty] | Withdrawal | [11 empty] | Energy Summary |  |  | cons | withd
Major Process | Specific Process | Total Water Consumed m^3 | Intensity, m^3/GJ at stage | Intensity, m^3/GJ delivered | Freshwater % | Brackish Water % | Saline % | Not RO Treatable % | Qual Check | Groundwater % | Surface water % | Reuse % | Source Check | Total Water Withdrawn m^3 | Intensity, m^3/GJ at stage | Intensity, m^3/GJ delivered | Freshwater % | Brackish Water % | Saline % | Not RO Treatable % | Qual Check | Groundwater % | Surface water % | Reuse % | Source Check | GJ at stage | GJ delivered | surface | 585307669.512 | 3310138527.4007
| Total | 2067540235.7063 |  | 0.060137 | [9 empty] | 7031630929.1737 |  | 0.20452 | [11 empty] | ground | 2581699841.1581 | 4823754705.0593
| Total, Excluding Combustion | 3174122426.0037 |  | 0.092324 | 23.12% | 7.926% | 18.99% | 49.97% | 100% | 81.34% | 18.44% | 0.2242% | 100% | 8138213119.4711 |  | 0.23671 | 28.66% | 7.592% | 26.02% | 37.72% | 100% | 59.27% | 40.67% | 0.05308% | 100% |  |  | reuse | 7114915.3336 | 4319887.0111
Production
| Drilling | 16393017.5356 | 0.00085263 | 0.00047681 | 90% |  | 4.015% | 5.985% | 100% | 51.3% | 38.7% | 10% | 100% | 14753715.782 | 0.00076736 | 0.00042913 | 100% |  |  |  | 100% | 57% | 43% |  | 100% | 19226514406.2166 | 34380363912.3415 | fresh | 733731970.2013 | 2332794810.0223
| Hydraulic fracturing | 121846153.8462 | 0.01314 | 0.0035441 | 96% |  | 1.716% | 2.284% | 100% | 54.72% | 41.28% | 4% | 100% | 116972307.6923 | 0.012614 | 0.0034023 | 100% |  |  |  | 100% | 57% | 43% |  | 100% | 9273238459.59 | 34380363912.3415 | brackish | 251593457.0506 | 617873717.0053
| Water and steam flooding | 133354781.3377 | 0.013398 | 0.0038788 | 100% |  |  |  | 100% | 57% | 43% |  | 100% | 133354781.3377 | 0.013398 | 0.0038788 | 100% |  |  |  | 100% | 57% | 43% |  | 100% | 9953275946.6266 | 34380363912.3415 | saline | 602635504.7079 | 2117834667.7325
| Produced water | 2305273380.7682 | 0.1199 | 0.067052 |  | 10.85% | 20.5% | 68.64% | 100% | 100% |  |  | 100% | 4474017354.1827 | 0.2327 | 0.13013 |  | 10.82% | 20.57% | 68.61% | 100% | 100% |  |  | 100% | 19226514406.2166 | 34380363912.3415 | not RO | 1586161494.0439 | 3069709924.711
Transport | [27 empty] | production
| Hydrostatic pipeline tests | 0 | [11 empty] | 5905239.6 | 0.00027713 | 0.00017176 | 100% |  |  |  | 100% | 40% | 60% |  | 100% | 21308517442.4116 | 34380363912.3415 | processing
| Salt cavern storage | 539390.149 | 0.00012 | 1.5689e-05 | 100% |  |  |  | 100% | 20% | 80% |  | 100% | 539390.149 | 0.00012 | 1.5689e-05 | 100% |  |  |  | 100% | 20% | 80% |  | 100% | 4494917908.298 | 34380363912.3415 | transport
| Tanker ship ballast | 121000000 | 0.011 | 0.0035195 |  |  | 100% |  | 100% |  | 100% |  | 100% | 121000000 | 0.011 | 0.0035195 |  |  | 100% |  | 100% |  | 100% |  | 100% | 11316581160.1853 | 34380363912.3415 | conversion
post-conversion
Conversion
| Refining | 440047808.3001 | 0.011703 | 0.012799 | 99.83% | 0% | 0.1667% | 0% | 100% | 27.95% | 72.05% | 0% | 100% | 660071712.4501 | 0.017554 | 0.019199 | 98.89% | 0% | 1.111% | 0% | 100% | 27.69% | 72.31% | 0% | 100% | 37601554558.9154 | 34380363912.3415
| Oil-fired power plant cooling | 35667894.067 | 0.064099 | 0.0010374 | 80.74% | 3.96% | 15.3% | 0% | 100% | 6.209% | 92.1% | 1.687% | 100% | 2611598618.2773 | 4.6933 | 0.075962 | 53.93% | 5.119% | 40.95% | 0% | 100% | 0.5133% | 99.32% | 0.1654% | 100% | 556452003.0619 | 34380363912.3415
| Non-steam use | 0
| Ship cooling | not estimated
Combustion
| Combustion | -1106582190.2973 | -0.029 | -0.032186 | 100% |  |  |  | 100% |  | 100% |  | 100% | -1106582190.2973 | -0.029 | -0.032186 | 100% |  |  |  | 100% |  | 100% |  | 100% | 38158006561.9772 | 34380363912.3415
Resource-specific data
Conversion factors
51% | fraction conventional oil produced water consumed: force all to conventional oil because of tight oil definition and use for EOR
6.0491 | GJ/bbl, production
6.1913 | GJ/bbl, into refinery
Data
1828 | mmbbl refinery receipts by tanker | (https://www.eia.gov/dnav/pet/pet_pnp_caprec_dcu_nus_a.htm)
11955 | GWh from petcoke | Table 3.1A (2014), https://www.eia.gov/electricity/annual/html/epa_03_01_a.html
666 | mmbbl stored in salt caverns, 2014 (SPR) | https://energy.gov/fe/services/petroleum-reserves/strategic-petroleum-reserve/spr-quick-facts-and-faqs#PreviousMilestones | Best guess: 707.21 mmbbl 2008 - 5.4 mmbbl post Gustav - 30.64 mmbbl June 2011 IEA release - 5 mmbbl 2014 test sale
60 | mmbbl stored in salt caverns, 2014 (LOOP) | https://www.loopllc.com/Services/Cavern-Storage | as with ngas: use capacity instead of storage because this is a rapid-cycle facility
3441.661 | mmbbl crude received via pipeline at refineries, 2014 | https://www.eia.gov/dnav/pet/pet_pnp_caprec_dcu_nus_a.htm
1827.806 | mmbbl crude received via tankers at refineries, 2014 | https://www.eia.gov/dnav/pet/pet_pnp_caprec_dcu_nus_a.htm
1080.515 | mmbbl processing gain, 2014 | https://www.eia.gov/totalenergy/data/browser/index.php?tbl=T01.01#/?f=A&start=2014&end=2015&charted=4-6-7-14 | Table 3.1 petroleum overview
3198694000 | bbl oil produced, 2014 | https://www.eia.gov/dnav/pet/pet_crd_crpdn_adc_mbbl_a.htm
1560000000 | gal water for hydrostatic testing oil pipelines, 2014
121000000 | m^3 for tanker ship ballast
Note on C17: Emily Grubert: ='Intermediate o&g entries'!$N$3*10^6
Note on O17: Emily Grubert: ='Intermediate o&g entries'!$N$3*10^6
Note on AA17: Emily Grubert: waterflooding is common: apply to all conventional production, though ithis is likely an overestimate: https://www.onepetro.org/journal-paper/SPE-129421-JPT
Note on B21: Emily Grubert: post-commissioning
Note on D22: Emily Grubert: expect: 1/6th ngas (for volume reasons) plus a lot less because there was no new capacity added in 2014 for oil but yes for ngas
Note on L22: Emily Grubert: industrial ratio
Note on X22: Emily Grubert: industrial ratio
Note on A37: Emily Grubert: based on 2015 energy content of US crude production (Table A2): through 2014, just assumed at 5.8 mmbtu/bbl based on a 1950 estimate; http://www.eia.gov/totalenergy/data/monthly/pdf/sec13.pdf for numbers and method details
Note on A38: Emily Grubert: 6.035 mmbtu/bbl for imported crude oil: http://www.eia.gov/beta/MER/index.cfm?tbl=TA2#/?f=A

## Conventional Oil
CONVENTIONAL
OIL
|  | Consumption | [11 empty] | Withdrawal | [11 empty] | Energy Summary |  |  | cons | withd
Major Process | Specific Process | Total Water Consumed m^3 | Intensity, m^3/GJ at stage | Intensity, m^3/GJ delivered | Freshwater % | Brackish % | Saline % | Not RO Treatable % | Qual Check | Groundwater % | Surface Water % | Reuse % | Source Check | Total Water Withdrawn m^3 | Intensity, m^3/GJ at stage | Intensity, m^3/GJ delivered | Freshwater % | Brackish % | Saline % | Not RO Treatable % | Qual Check | Groundwater % | Surface Water % | Reuse % | Source Check | GJ at stage | GJ delivered | surface | 438819735.5091 | 2445013755.2168
| Total | 2038657292.3348 |  | 0.22783 | [9 empty] | 6263795800.6756 |  | 0.24745 | [11 empty] | ground | 2413472609.5618 | 4630337755.2747
| Total, Excluding Combustion | 2853393578.0982 |  | 0.25683 | 16.97% | 8.804% | 20.99% | 53.23% | 100% | 84.58% | 15.38% | 0.03859% | 100% | 7078532086.4389 |  | 0.27964 | 23.47% | 8.231% | 25.88% | 42.42% | 100% | 65.41% | 34.54% | 0.04493% | 100% |  |  | reuse | 1101233.0272 | 3180575.9474
Production
| Drilling | 6581735.22 | 0.00066126 | 0.00066126 | 90% | 0% | 10% | 0% | 100% | 51.3% | 38.7% | 10% | 100% | 5923561.698 | 0.00059514 | 0.00023401 | 100% |  |  |  | 100% | 57% | 43% |  | 100% | 9953275946.6266 | 25313013568.0255 | fresh | 484329178.9843 | 1661661084.5952
| Water and steam flooding | 133354781.3377 | 0.013398 | 0.013398 | 100% | 0% | 0% | 0% | 100% | 57% | 43% | 0% | 100% | 133354781.3377 | 0.013398 | 0.0052682 | 100% | 0% | 0% | 0% | 100% | 57% | 43% | 0% | 100% | 9953275946.6266 | 25313013568.0255 | brackish | 251220939.1461 | 582613065.568
| Produced water | 2241807730.1536 | 0.22523 | 0.22523 |  | 11.16% | 21.09% | 67.75% | 100% | 100% |  |  | 100% | 4404696729.1827 | 0.44254 | 0.17401 |  | 10.99% | 20.84% | 68.17% | 100% | 100% |  |  | 100% | 9953275946.6266 | 25313013568.0255 | saline | 598911340.9239 | 1831777386.5646
[28 empty] | not RO | 1518932119.0439 | 3002480549.711
Transport
| Hydrostatic pipeline tests | 0 | [11 empty] | 4347813.4931 | 6e-05 | 0.00017176 | 100% | 0% | 0% | 0% | 100% | 40% | 60% | 0% | 100% | 15688687662.2225 | 25313013568.0255 | production | 2381744246.7113 | 4543975072.2184
| Salt cavern storage | 397133.381 | 0.00012 | 1.5689e-05 | 100% | 0% | 0% | 0% | 100% | 20% | 80% | 0% | 100% | 397133.381 | 0.00012 | 1.5689e-05 | 100% | 0% | 0% | 0% | 100% | 20% | 80% | 0% | 100% | 3309444841.5383 | 25313013568.0255 | processing | 0 | 0
| Tanker ship ballast | 121000000 | 0.011 | 0.0047801 | 0% | 0% | 100% | 0% | 100% | 0% | 100% | 0% | 100% | 121000000 | 0.011 | 0.0047801 | 0% | 0% | 100% | 0% | 100% | 0% | 100% | 0% | 100% | 11316581160.1853 | 25313013568.0255 | transport | 121397133.381 | 125744946.8741
[28 empty] | conversion | 350252198.0059 | 2408812067.3464
Conversion | [27 empty] | post-conversion
| Refining | 323991222.7363 | 0.011703 | 0.011703 | 99.83% | 0% | 0.1667% | 0% | 100% | 27.95% | 72.05% | 0% | 100% | 485986834.1045 | 0.017554 | 0.019199 | 98.89% | 0% | 1.111% | 0% | 100% | 27.69% | 72.31% | 0% | 100% | 27684659276.8904 | 25313013568.0255
| Oil-fired power plant cooling | 26260975.2696 | 0.064099 | 0.0010374 | 80.74% | 3.96% | 15.3% | 0% | 100% | 6.209% | 92.1% | 1.687% | 100% | 1922825233.2419 | 4.6933 | 0.075962 | 53.93% | 5.119% | 40.95% | 0% | 100% | 0.5133% | 99.32% | 0.1654% | 100% | 409695404.6028 | 25313013568.0255
| Non-steam use | 0
| Ship cooling | not estimated
Combustion
| Combustion | -814736285.7633 | -0.029 | -0.029 | 100% | 0% | 0% | 0% | 100% | 0% | 100% | 0% | 100% | -814736285.7633 | -0.029 | -0.032186 | 100% | 0% | 0% | 0% | 100% | 0% | 100% | 0% | 100% | 28094354681.4933 | 25313013568.0255
Note on C16: Emily Grubert: freshwater only
Note on O16: Emily Grubert: freshwater only
Note on B20: Emily Grubert: post-commissioning
Note on B22: Emily Grubert: all imports go to conventional

## Unconventional Oil
UNCONVENTIONAL
OIL
|  | Consumption | [11 empty] | Withdrawal | [11 empty] | Energy Summary |  |  | cons | withd
Major Process | Specific Process | Total Water Consumed m^3 | Intensity, m^3/GJ at stage | Intensity, m^3/GJ delivered | Freshwater % | Brackish % | Saline % | Not RO Treatable % | Qual Check | Groundwater % | Surface Water % | Reuse % | Source Check | Total Water Withdrawn m^3 | Intensity, m^3/GJ at stage | Intensity, m^3/GJ delivered | Freshwater % | Brackish % | Saline % | Not RO Treatable % | Qual Check | Groundwater % | Surface Water % | Reuse % | Source Check | GJ at stage | GJ delivered | surface | 146487934.0028 | 865124772.1839
| Total | 28882943.3715 |  | 0.0031854 | [9 empty] | 767835128.4981 |  | 0.084681 | [11 empty] | ground | 168227231.5963 | 193416949.7846
| Total, Excluding Combustion | 320728847.9055 |  | 0.035372 | 77.76% | 0.1161% | 1.161% | 20.96% | 100% | 52.45% | 45.67% | 1.875% | 100% | 1059681033.0322 |  | 0.11687 | 63.33% | 3.327% | 26.99% | 6.344% | 100% | 18.25% | 81.64% | 0.1075% | 100% |  |  | reuse | 6013682.3064 | 1139311.0636
Production
| Drilling | 9811282.3156 | 0.001058 | 0.001082 | 90% | 0% | 0% | 10% | 100% | 51.3% | 38.7% | 10% | 100% | 8830154.084 | 0.00095222 | 0.00097384 | 100% |  |  |  | 100% | 57% | 43% |  | 100% | 9273238459.59 | 9067350344.316 | fresh | 249402791.217 | 671133725.4271
| Hydraulic fracturing | 121846153.8462 | 0.01314 | 0.013438 | 96% |  | 1.716% | 2.284% | 100% | 54.72% | 41.28% | 4% | 100% | 116972307.6923 | 0.012614 | 0.0129 | 100% |  |  |  | 100% | 57% | 43% |  | 100% | 9273238459.59 | 9067350344.316 | brackish | 372517.9045 | 35260651.4372
| Produced water | 63465650.6146 | 0.006844 | 0.0069994 |  |  | 0% | 100% | 100% | 100% |  |  | 100% | 69320625 | 0.0074753 | 0.0076451 |  |  | 3.017% | 96.98% | 100% | 100% |  |  | 100% | 9273238459.59 | 9067350344.316 | saline | 3724163.784 | 286057281.1678
[28 empty] | not RO | 67229375 | 67229375
Transport
| Hydrostatic pipeline tests | 0 | [11 empty] | 1557426.1069 | 0.00027713 | 0.00017176 | 100% | 0% | 0% | 0% | 100% | 40% | 60% | 0% | 100% | 5619829780.1891 | 9067350344.316 | production | 195123086.7763 | 195123086.7763
| Salt cavern storage | 142256.768 | 0.00012 | 1.5689e-05 | 100% | 0% | 0% | 0% | 100% | 20% | 80% | 0% | 100% | 142256.768 | 0.00012 | 1.5689e-05 | 100% | 0% | 0% | 0% | 100% | 20% | 80% | 0% | 100% | 1185473066.7597 | 9067350344.316 | processing | 0 | 0
[28 empty] | transport | 142256.768 | 1699682.8749
Conversion | [27 empty] | conversion | 125463504.3612 | 862858263.381
| Refining | 116056585.5637 | 0.011703 | 0.012799 | 99.83% | 0% | 0.1667% | 0% | 100% | 27.95% | 72.05% | 0% | 100% | 174084878.3456 | 0.017554 | 0.019199 | 98.89% | 0% | 1.111% | 0% | 100% | 27.69% | 72.31% | 0% | 100% | 9916895282.0249 | 9067350344.316 | post-conversion | 0 | 0
| Oil-fired power plant cooling | 9406918.7974 | 0.064099 | 0.0010374 | 80.74% | 3.96% | 15.3% | 0% | 100% | 6.209% | 92.1% | 1.687% | 100% | 688773385.0354 | 4.6933 | 0.075962 | 53.93% | 5.119% | 40.95% | 0% | 100% | 0.5133% | 99.32% | 0.1654% | 100% | 146756598.459 | 9067350344.316
| Non-steam use | 0
| Ship cooling | not estimated
Combustion
| Combustion | -291845904.534 | -0.029 | -0.032186 | 100% | 0% | 0% | 0% | 100% | 0% | 100% | 0% | 100% | -291845904.534 | -0.029 | -0.032186 | 100% | 0% | 0% | 0% | 100% | 0% | 100% | 0% | 100% | 10063651880.4839 | 9067350344.316
Note on O15: Emily Grubert: exclude withdrawals made via produced water
Note on O16: Emily Grubert: exclude withdrawals made via produced water
Note on B20: Emily Grubert: post-commissioning

## Ethanol
ETHANOL
|  | Consumption | [11 empty] | Withdrawal | [11 empty] | Energy Summary |  |  | cons | withd
Major Process | Specific Process | Total Water Consumed m^3 | Intensity, m^3/GJ at stage | Intensity, m^3/GJ delivered | Freshwater % | Brackish % | Saline % | Not RO Treatable % | Qual Check | Groundwater % | Surface Water % | Reuse % | Source Check | Total Water Withdrawn m^3 | Intensity, m^3/GJ at stage | Intensity, m^3/GJ delivered | Freshwater % | Brackish % | Saline % | Not RO Treatable % | Qual Check | Groundwater % | Surface Water % | Reuse % | Source Check | GJ at stage | GJ delivered | surface | 184126571.8271 | 227359471.125
| Total | 3631054609.727 |  | 2.8215 | [9 empty] | 4495712595.6839 |  | 3.4934 | [11 empty] | ground | 3498404864.7156 | 4319829951.3746
| Total, Excluding Combustion | 3682531436.5427 |  | 2.8615 | 100% | 0% | 0% | 0% | 100% | 95% | 5% | 0% | 100% | 4547189422.4995 |  | 3.5334 | 100% | 0% | 0% | 0% | 100% | 95% | 5% | 0% | 100% |  |  | reuse | 0 | 0
Production
| Corn irrigation for ethanol | 3529635973.726 | 1.6922 | 2.7427 | 100% |  |  |  | 100% | 95% | 5% |  | 100% | 4377305574.9254 | 2.0985 | 3.4014 | 100% |  |  |  | 100% | 95% | 5% |  | 100% | 2085879058.6226 | 1286920670.3921 | fresh | 3682531436.5427 | 4547189422.4995
[28 empty] | brackish | 0 | 0
Conversion | [27 empty] | saline | 0 | 0
| Ethanol biorefining | 152895462.8167 | 0.0733 | 0.11881 | 100% |  |  |  | 100% | 95% | 5% |  | 100% | 169883847.5741 | 0.081445 | 0.13201 | 100% |  |  |  | 100% | 95% | 5% |  | 100% | 2085879058.6226 | 1286920670.3921 | not RO | 0 | 0
Combustion | [27 empty] | production | 3529635973.726 | 4377305574.9254
| Ethanol combustion | -51476826.8157 | -0.04 | -0.04 | 100% |  |  |  | 100% |  | 100% |  | 100% | -51476826.8157 | -0.04 | -0.04 | 100% |  |  |  | 100% |  | 100% |  | 100% | 1286920670.3921 | 1286920670.3921 | processing
transport
Resource-specific data | [27 empty] | conversion | 152895462.8167 | 169883847.5741
Conversion factors | [27 empty] | post-conversion
5.797 | mmbtu/bbl ethanol feedstock | https://www.eia.gov/totalenergy/data/browser/?tbl=TA3#/?f=A&start=1991
3.558 | mmbtu/bbl ethanol | https://www.eia.gov/totalenergy/data/browser/?tbl=TA3#/?f=A&start=1991
0.38 | bushel corn/gal ethanol
0.705 | value fraction for ethanol per bushel of corn
80.7922 | withd, gal water/gal ethanol for corn irrigation
65.1467 | cons, gal water/gal ethanol for corn irrigation
2.7 | gal freshwater/gal ethanol, dry mill refining
3.92 | gal freshwater/gal ethanol, wet mill refining
0.9 | est consumptive use of biorefining water
Data
340.781 | mmbbl ethanol produced in US | https://www.eia.gov/dnav/pet/pet_sum_snd_a_EPOORXFE_mbbl_a_cur-2.htm
1.778 | mmbbl ethanol imported (as ethanol) | https://www.eia.gov/dnav/pet/pet_sum_snd_a_EPOORXFE_mbbl_a_cur-2.htm
90% | dry milled ethanol
10% | wet milled ethanol
Note on L15: Emily Grubert: corn and soy irrigation source split: table 37, FRIS 2013
Note on X15: Emily Grubert: corn and soy irrigation source split: table 37, FRIS 2013

## Biodiesel
BIODIESEL
|  | Consumption | [11 empty] | Withdrawal | [11 empty] | Energy Summary |  |  | cons | withd
Major Process | Specific Process | Total Water Consumed m^3 | Intensity, m^3/GJ at stage | Intensity, m^3/GJ delivered | Freshwater % | Brackish % | Saline % | Not RO Treatable % | Qual Check | Groundwater % | Surface Water % | Reuse % | Source Check | Total Water Withdrawn m^3 | Intensity, m^3/GJ at stage | Intensity, m^3/GJ delivered | Freshwater % | Brackish % | Saline % | Not RO Treatable % | Qual Check | Groundwater % | Surface Water % | Reuse % | Source Check | GJ at stage | GJ delivered | surface | 34787558.1809 | 43779229.1116
| Total | 488441745.3405 |  | 2.2774 | [9 empty] | 615254637.5252 |  | 2.8687 | [11 empty] | ground | 460088305.5504 | 577909526.8045
| Total, Excluding Combustion | 494875863.7313 |  | 2.3074 | 100% | 0% | 0% | 0% | 100% | 92.97% | 7.03% | 0% | 100% | 621688755.9161 |  | 2.8987 | 100% | 0% | 0% | 0% | 100% | 92.96% | 7.042% | 0% | 100% |  |  | reuse | 0 | 0
Production
| Soybean irrigation for biodiesel | 332717106.3245 | 3.8548 | 1.5513 | 100% |  |  |  | 100% | 92% | 8% |  | 100% | 420854088.1323 | 4.876 | 1.9623 | 100% |  |  |  | 100% | 92% | 8% |  | 100% | 86311983.9905 | 214470613.029 | fresh | 494875863.7313 | 621688755.9161
| Corn irrigation for biodiesel | 160083697.2532 | 8.8369 | 0.74641 | 100% |  |  |  | 100% | 95% | 5% |  | 100% | 198529045.3909 | 10.9591 | 0.92567 | 100% |  |  |  | 100% | 95% | 5% |  | 100% | 18115408.5001 | 214470613.029 | brackish | 0 | 0
[28 empty] | saline | 0 | 0
Processing | [27 empty] | not RO | 0 | 0
| Crop-to-oil conversions | 583570.7595 | 0.0045666 | 0.002721 | 100% |  |  |  | 100% | 92% | 8% |  | 100% | 648411.955 | 0.005074 | 0.0030233 | 100% |  |  |  | 100% | 92% | 8% |  | 100% | 127790578.693 | 214470613.029
[28 empty] | production | 492800803.5777 | 619383133.5232
Conversion | [27 empty] | processing | 583570.7595 | 648411.955
| Oil-to-biodiesel refining | 1491489.3941 | 0.0087102 | 0.0069543 | 100% |  |  |  | 100% | 92% | 8% |  | 100% | 1657210.4379 | 0.009678 | 0.007727 | 100% |  |  |  | 100% | 92% | 8% |  | 100% | 171234183.7245 | 214470613.029 | transport
[28 empty] | conversion | 1491489.3941 | 1657210.4379
Combustion | [27 empty] | post-conversion
| Biodiesel combustion | -6434118.3909 | -0.03 | -0.03 | 100% |  |  |  | 100% |  | 100% |  | 100% | -6434118.3909 | -0.03 | -0.03 | 100% |  |  |  | 100% |  | 100% |  | 100% | 214470613.029 | 214470613.029
Resource-specific data
Conversion factors
5.6584 | GJ/bbl biodiesel | http://www.eia.gov/totalenergy/data/monthly/pdf/sec13.pdf
0.089 | value fraction for corn oil per bushel of corn
137.1943 | cons, gal water/gal biodiesel for soybean irrigation; assume gal corn oil ~ gal biodiesel
173.5371 | withd, gal water/gal biodiesel for soybean irrigation; assume gal corn oil ~ gal biodiesel
43.2852 | cons, gal water/gal biodiesel for corn irrigation; assume gal corn oil ~ gal biodiesel
53.6805 | withd, gal water/gal biodiesel for corn irrigation; assume gal corn oil ~ gal biodiesel
7.2659 | lb oil to gal biodiesel, average
11 | pounds of oil per bushel of soybeans
0.424 | value fraction for biodiesel per bushel of soy
0.71429 | bushel soy/gal biodiesel | https://www.fsa.usda.gov/Internet/FSA_File/2002factorsnformulas.pdf
7.6 | lb soybean oil/gal biodiesel | http://www.card.iastate.edu/iowa_ag_review/winter_08/article3.aspx
0.17 | vol water/vol biodiesel for crop-oil conversions
0.31 | vol water/vol biodiesel for oil-biodiesel conversions
0.9 | est consumptive use of biorefining water
Data
1271 | million gallons biodiesel
4869000000 | pounds soybean oil, 2014 | https://www.eia.gov/biofuels/biodiesel/production/archive/2016/2016_02/table3.pdf
977000000 | pounds corn oil for biodiesel, 2014 | https://www.eia.gov/biofuels/biodiesel/production/archive/2016/2016_02/table3.pdf
6892000000 | pounds of crop-based oil (soy, canola, corn) | https://www.eia.gov/biofuels/biodiesel/production/archive/2016/2016_02/table3.pdf
9235000000 | pounds of oil input to biodiesel | https://www.eia.gov/biofuels/biodiesel/production/archive/2016/2016_02/table3.pdf
Note on L15: Emily Grubert: corn and soy irrigation source split: table 37, FRIS 2013
Note on X15: Emily Grubert: corn and soy irrigation source split: table 37, FRIS 2013
Note on AB19: Emily Grubert: includes non-crop biodiesel and imports
Note on AB22: Emily Grubert: this includes imports

## Coal
COAL
|  | Consumption | [11 empty] | Withdrawal | [11 empty] | Energy Summary |  |  | cons | withd
Major Process | Specific Process | Total Water Consumed m^3 | Intensity, m^3/GJ at stage | Intensity, m^3/GJ delivered | Freshwater % | Brackish % | Saline % | Not RO Treatable % | Qual Check | Groundwater % | Surface Water % | Reuse % | Source Check | Total Water Withdrawn m^3 | Intensity, m^3/GJ at stage | Intensity, m^3/GJ delivered | Freshwater % | Brackish % | Saline % | Not RO Treatable % | Qual Check | Groundwater % | Surface Water % | Reuse % | Source Check | GJ at stage | GJ delivered | surface | 1979969578.4698 | 107927868578.3976
| Total | 2554730387.2393 |  | 0.36753 | [9 empty] | 109645810314.9035 |  | 15.7741 | [11 empty] | ground | 979661077.4448 | 1215272626.4981
| Total, Excluding Combustion | 2998729402.819 |  | 0.43141 | 97.81% | 1.282% | 0.9063% | 0% | 100% | 32.67% | 66.03% | 1.304% | 100% | 109488228516.0328 |  | 15.838 | 94.98% | 2.826% | 2.198% | 0% | 100% | 1.11% | 98.57% | 0.3152% | 100% |  |  | reuse | 39098746.9045 | 345087311.1371
Production
| Dewatering | 601582805.2938 | 0.030425 | 0.086546 | 100% |  |  |  | 100% | 100% |  |  | 100% | 601580814.4503 | 0.030425 | 0.086546 | 100% |  |  |  | 100% | 100% |  |  | 100% | 19772880482.88 | 6950990967.5266 | fresh | 2933105070.8814 | 103987157094.6415
| Subsidence-related drainage | not estimated | [25 empty] | brackish | 38447972.0371 | 3094031287.9986
| Stream burial and aquifer removal | not estimated | [25 empty] | saline | 27176359.9005 | 2407040133.3927
| Revegetation | 0 | [11 empty] | 0 | [13 empty] | not RO | 0 | 0
Processing | [27 empty] | production
| Coal preparation | 59651205.0094 | 0.0069667 | 0.0085817 | 100% |  |  |  | 100% | 35% | 65% |  | 100% | 745640062.6175 | 0.087084 | 0.10727 | 100% |  |  |  | 100% | 35% | 65% |  | 100% | 8562341250.12 | 6950990967.5266 | processing
transport
Conversion | [27 empty] | conversion
| Power plant cooling | 1976480089.0831 | 0.10711 | 0.28435 | 97.11% | 1.693% | 1.196% |  | 100% | 15.28% | 83.05% | 1.673% | 100% | 108676758491.2082 | 5.8895 | 15.6347 | 94.91% | 2.863% | 2.227% |  | 100% | 0.3305% | 99.35% | 0.3191% | 100% | 18452568549.694 | 6950990967.5266 | post-conversion
Post-conversion
| Ash handling | 65829962.2071 | 0.25985 | 0.0094706 | 100% |  |  |  | 100% | 15.28% | 83.05% | 1.673% | 100% | 65829962.2071 | 0.25985 | 0.0094706 | 100% |  |  |  | 100% | 0.3305% | 99.35% | 0.3191% | 100% | 253335876.3644 | 6950990967.5266
| Sulfur scrubbing | 295185341.2255 | 0.027301 | 0.042467 | 97.11% | 1.693% | 1.196% |  | 100% | 15.28% | 83.05% | 1.673% | 100% | 0 | [11 empty] | 10812066416.4609 | 6950990967.5266
Combustion
| Combustion | -443999015.5796 | -0.024062 | -0.063876 | 100% |  |  |  | 100% |  | 100% |  | 100% | -443999015.5796 | -0.024062 | -0.063876 | 100% |  |  |  | 100% |  | 100% |  | 100% | 18452568549.694 | 6950990967.5266
Note on L21: Emily Grubert: Leonard 1991
Note on X21: Emily Grubert: Leonard 1991
Note on L27: Emily Grubert: assume this matches power plants (does not have to: ash might be taken offsite)
Note on X27: Emily Grubert: assume this matches power plants (does not have to: ash might be taken offsite)
Note on F28: Emily Grubert: matches power plant: happens at same sites by definition

## Subbituminous Coal
SUBBITUMINOUS COAL
|  | Consumption | [11 empty] | Withdrawal | [11 empty] | Energy Summary |  |  | cons | withd
Major Process | Specific Process | Total Water Consumed m^3 | Intensity, m^3/GJ at stage | Intensity, m^3/GJ delivered | Freshwater % | Brackish % | Saline % | Not RO Treatable % | Qual Check | Groundwater % | Surface Water % | Reuse % | Source Check | Total Water Withdrawn m^3 | Intensity, m^3/GJ at stage | Intensity, m^3/GJ delivered | Freshwater % | Brackish % | Saline % | Not RO Treatable % | Qual Check | Groundwater % | Surface Water % | Reuse % | Source Check | GJ at stage | GJ delivered | surface | 844009835.8603 | 52991716421.1161
| Total | 896337768.0978 |  | 0.36335 | [9 empty] | 53351351246.4221 |  | 21.6272 | [11 empty] | ground | 267407040.4097 | 280053507.3082
| Total, Excluding Combustion | 1139103192.1474 |  | 0.46176 | 99.88% | 0.1095% | 0.009374% | 0% | 100% | 23.48% | 74.09% | 2.431% | 100% | 53594116670.4718 |  | 21.7256 | 99.58% | 0.4111% | 0.01201% | 0% | 100% | 0.5225% | 98.88% | 0.6015% | 100% |  |  | reuse | 27686315.8775 | 322346742.0475
Production
| Dewatering | 8382176.4134 | 0.0011148 | 0.0033979 | 100% |  |  |  | 100% | 100% |  |  | 100% | 8382176.4134 | 0.0011148 | 0.0033979 | 100% |  |  |  | 100% | 100% |  |  | 100% | 7518822817.38 | 2466859905.1612 | fresh | 1137748993.3531 | 53367358140.2365
| Subsidence-related drainage | not estimated | [25 empty] | brackish | 1247422.7654 | 220323599.8012
| Revegetation | 0 | [11 empty] | 0 | [13 empty] | saline | 106776.029 | 6434930.4341
[28 empty] | not RO | 0 | 0
Processing
| Coal preparation | 72634.6484 | 0.0083525 | 2.9444e-05 | 100% |  |  |  | 100% | 35% | 65% |  | 100% | 907933.1052 | 0.10441 | 0.00036805 | 100% |  |  |  | 100% | 35% | 65% |  | 100% | 8696145.32 | 2466859905.1612 | production | 8382176.4134 | 8382176.4134
[28 empty] | processing | 72634.6484 | 907933.1052
Conversion | [27 empty] | transport
| Power plant cooling | 1057180086.7892 | 0.135 | 0.42855 | 99.88% | 0.1123% | 0.009612% |  | 100% | 23.31% | 74.21% | 2.482% | 100% | 53565034965.7279 | 6.84 | 21.7139 | 99.58% | 0.4113% | 0.01201% |  | 100% | 0.5064% | 98.89% | 0.6016% | 100% | 7831142711.2795 | 2466859905.1612 | conversion | 1057180086.7892 | 53565034965.7279
[28 empty] | post-conversion | 73468294.2964 | 19791595.2253
Post-conversion
| Ash handling | 19791595.2253 | 0.18859 | 0.008023 | 100% |  |  |  | 100% | 0.5064% | 98.89% | 0.6016% | 100% | 19791595.2253 | 0.18859 | 0.008023 | 100% |  |  |  | 100% | 0.5064% | 98.89% | 0.6016% | 100% | 104946494.635 | 2466859905.1612
| Sulfur scrubbing | 53676699.0711 | 0.018543 | 0.021759 | 99.88% | 0.1123% | 0.009612% |  | 100% | 23.31% | 74.21% | 2.482% | 100% | 0 | [11 empty] | 2894650467.2753 | 2466859905.1612
Combustion
| Combustion | -242765424.0497 | -0.031 | -0.098411 | 100% |  |  |  | 100% |  | 100% |  | 100% | -242765424.0497 | -0.031 | -0.098411 | 100% |  |  |  | 100% |  | 100% |  | 100% | 7831142711.2795 | 2466859905.1612
Resource-specific data
0.0011148 | m^3/GJ freshwater consumption for dewatering | Northern Great Plains
7120974000 | mmbtu produced, northern great plains excluding lignite
8236000 | mmbtu washed, northern great plains
Note on B15: Emily Grubert: Northern Great Plains less lignite
Note on B20: Emily Grubert: Northern Great Plains
Note on L20: Emily Grubert: Leonard 1991
Note on X20: Emily Grubert: Leonard 1991
Note on L26: Emily Grubert: assume this matches power plant withdrawals (does not have to: ash might be taken offsite)
Note on X26: Emily Grubert: assume this matches power plants (does not have to: ash might be taken offsite)
Note on F27: Emily Grubert: matches power plant: happens at same sites by definition
Note on AA27: Emily Grubert: scrubbed plus prop. Fraction of unknown

## Bituminous Coal
BITUMINOUS COAL
|  | Consumption | [11 empty] | Withdrawal | [11 empty] | Energy Summary |  |  | cons | withd
Major Process | Specific Process | Total Water Consumed m^3 | Intensity, m^3/GJ at stage | Intensity, m^3/GJ delivered | Freshwater % | Brackish % | Saline % | Not RO Treatable % | Qual Check | Groundwater % | Surface Water % | Reuse % | Source Check | Total Water Withdrawn m^3 | Intensity, m^3/GJ at stage | Intensity, m^3/GJ delivered | Freshwater % | Brackish % | Saline % | Not RO Treatable % | Qual Check | Groundwater % | Surface Water % | Reuse % | Source Check | GJ at stage | GJ delivered | surface | 1055215178.6943 | 49089379749.3253
| Total | 1522217115.0014 |  | 0.36329 | [9 empty] | 49829796423.9416 |  | 11.8923 | [11 empty] | ground | 636431287.9874 | 894180665.7334
| Total, Excluding Combustion | 1700484017.5291 |  | 0.40583 | 96.07% | 2.472% | 1.456% | 0% | 100% | 37.43% | 62.05% | 0.5197% | 100% | 50008063326.4693 |  | 11.9348 | 89.4% | 5.78% | 4.817% | 0% | 100% | 1.788% | 98.16% | 0.049% | 100% |  |  | reuse | 8837550.8474 | 24502911.4106
Production
| Dewatering, Appalachia | 108222451.9303 | 0.015514 | 0.025828 | 100% |  |  |  | 100% | 100% |  |  | 100% | 108222451.9303 | 0.015514 | 0.025828 | 100% |  |  |  | 100% | 100% |  |  | 100% | 6975743473.97 | 4190090253.0301 | fresh | 1633691535.3695 | 44708548089.6381
| Dewatering, Non-Gulf Interior | 423247859.9896 | 0.14458 | 0.10101 | 100% |  |  |  | 100% | 100% |  |  | 100% | 423247859.9896 | 0.14458 | 0.10101 | 100% |  |  |  | 100% | 100% |  |  | 100% | 2927484044.6 | 4190090253.0301 | brackish | 42034903.5556 | 2890707779.325
| Dewatering, Rocky Mountain Region | 28508844.9038 | 0.020792 | 0.0068039 | 100% |  |  |  | 100% | 100% |  |  | 100% | 28508844.9038 | 0.020792 | 0.0068039 | 100% |  |  |  | 100% | 100% |  |  | 100% | 1371150670.26 | 4190090253.0301 | saline | 24757578.604 | 2408807457.5062
| Subsidence-related drainage | not estimated | [25 empty] | not RO | 0 | 0
| Stream burial and aquifer removal | not estimated
| Revegetation | 0 | [11 empty] | 0 | [13 empty] | production | 559979156.8236 | 559979156.8236
[28 empty] | processing | 59578570.361 | 744732129.5123
Processing | [27 empty] | transport
| Coal preparation, Appalachia | 32050038.6124 | 0.0064802 | 0.007649 | 100% |  |  |  | 100% | 35% | 65% |  | 100% | 400625482.6544 | 0.081003 | 0.095613 | 100% |  |  |  | 100% | 35% | 65% |  | 100% | 4945830231.36 | 4190090253.0301 | conversion | 797559286.2768 | 48661493678.2201
| Coal preparation, Non-Gulf Interior | 22226202.4145 | 0.0076441 | 0.0053045 | 100% |  |  |  | 100% | 35% | 65% |  | 100% | 277827530.1808 | 0.095551 | 0.066306 | 100% |  |  |  | 100% | 35% | 65% |  | 100% | 2907633688.6 | 4190090253.0301 | post-conversion | 283367004.0677 | 41858361.9132
| Coal preparation, Rocky Mountain Region | 5302329.3342 | 0.0075728 | 0.0012654 | 100% |  |  |  | 100% | 35% | 65% |  | 100% | 66279116.6771 | 0.09466 | 0.015818 | 100% |  |  |  | 100% | 35% | 65% |  | 100% | 700181184.84 | 4190090253.0301
Conversion
| Power plant cooling | 797559286.2768 | 0.080531 | 0.19034 | 93.57% | 4.045% | 2.383% |  | 100% | 5.345% | 93.81% | 0.8485% | 100% | 48661493678.2201 | 4.9135 | 11.6135 | 89.11% | 5.94% | 4.95% |  | 100% | 0.151% | 99.8% | 0.05031% | 100% | 9903716807.0928 | 4190090253.0301
Post-conversion
| Ash handling | 41858361.9132 | 0.42062 | 0.0099898 | 100% |  |  |  | 100% | 0.151% | 99.8% | 0.05031% | 100% | 41858361.9132 | 0.42062 | 0.0099898 | 100% |  |  |  | 100% | 0.151% | 99.8% | 0.05031% | 100% | 99515453.3078 | 4190090253.0301
| Sulfur scrubbing | 241508642.1544 | 0.034078 | 0.057638 | 93.57% | 4.045% | 2.383% |  | 100% | 5.345% | 93.81% | 0.8485% | 100% | 0 | [11 empty] | 7086935994.2814 | 4190090253.0301
Combustion
| Combustion | -178266902.5277 | -0.018 | -0.042545 | 100% |  |  |  | 100% |  | 100% |  | 100% | -178266902.5277 | -0.018 | -0.042545 | 100% |  |  |  | 100% |  | 100% |  | 100% | 9903716807.0928 | 4190090253.0301
Resource-specific data
0.015514 | m^3/GJ freshwater consumption for dewatering | Appalachia
0.14458 | m^3/GJ freshwater consumption for dewatering | Non-Gulf Interior
0.020792 | m^3/GJ freshwater consumption for dewatering | Rocky Mountain Region
Note on L23: Emily Grubert: Leonard 1991
Note on X23: Emily Grubert: Leonard 1991
Note on L24: Emily Grubert: Leonard 1991
Note on X24: Emily Grubert: Leonard 1991
Note on L25: Emily Grubert: Leonard 1991
Note on X25: Emily Grubert: Leonard 1991
Note on L31: Emily Grubert: assume this matches power plant withdrawals (does not have to: ash might be taken offsite)
Note on X31: Emily Grubert: assume this matches power plants (does not have to: ash might be taken offsite)
Note on F32: Emily Grubert: matches power plant: happens at same sites by definition
Note on AA32: Emily Grubert: scrubbed plus prop. Fraction of unknown

## Lignite Coal
LIGNITE
|  | Consumption | [11 empty] | Withdrawal | [11 empty] | Energy Summary |  |  | cons | withd
Major Process | Specific Process | Total Water Consumed m^3 | Intensity, m^3/GJ at stage | Intensity, m^3/GJ delivered | Freshwater % | Brackish % | Saline % | Not RO Treatable % | Qual Check | Groundwater % | Surface Water % | Reuse % | Source Check | Total Water Withdrawn m^3 | Intensity, m^3/GJ at stage | Intensity, m^3/GJ delivered | Freshwater % | Brackish % | Saline % | Not RO Treatable % | Qual Check | Groundwater % | Surface Water % | Reuse % | Source Check | GJ at stage | GJ delivered | surface | 112838651.4079 | 6439894528.1297
| Total | 136175504.1402 |  | 0.46312 | [9 empty] | 6464662644.5397 |  | 21.9856 | [11 empty] | ground | 46245868.6373 | 47670967.9108
| Total, Excluding Combustion | 159142193.1424 |  | 0.54122 | 97.15% | 0% | 2.853% | 0% | 100% | 29.06% | 70.9% | 0.03624% | 100% | 6487629333.542 |  | 22.0637 | 99.92% | 0% | 0.07743% | 0% | 100% | 0.7348% | 99.26% | 0.000984% | 100% |  |  | reuse | 57673.0972 | 63837.5016
Production
| Dewatering, Gulf Coast | 32761544.2069 | 0.057768 | 0.11142 | 100% |  |  |  | 100% | 100% |  |  | 100% | 32761544.2069 | 0.057768 | 0.11142 | 100% |  |  |  | 100% | 100% |  |  | 100% | 567123615.05 | 294040809.3353 | fresh | 154602027.7545 | 6482606155.6985
| Dewatering, North Dakota | 459927.8499 | 0.0011148 | 0.0015642 | 100% |  |  |  | 100% | 100% |  |  | 100% | 457937.0064 | 0.00111 | 0.0015574 | 100% |  |  |  | 100% | 100% |  |  | 100% | 412555861.62 | 294040809.3353 | brackish | 0 | 0
| Subsidence-related drainage | not estimated | [25 empty] | saline | 4540165.388 | 5023177.8435
| Revegetation | 0 | [11 empty] | 0 | [13 empty] | not RO | 0 | 0
Conversion | [27 empty] | production | 33221472.0568 | 33219481.2133
| Power plant cooling | 121740716.0171 | 0.16962 | 0.41403 | 96.27% | 0% | 3.729% |  | 100% | 10.69% | 89.26% | 0.04734% | 100% | 6450229847.2602 | 8.9872 | 21.9365 | 99.92% |  | 0.07788% |  | 100% | 0.2239% | 99.78% | 0.0009891% | 100% | 717709031.3216 | 294040809.3353 | processing
transport
Post-conversion | [27 empty] | conversion | 121740716.0171 | 6450229847.2602
| Ash handling | 4180005.0686 | 0.085526 | 0.014216 | 100% |  |  |  | 100% | 0.2239% | 99.78% | 0.0009891% | 100% | 4180005.0686 | 0.085526 | 0.014216 | 100% |  |  |  | 100% | 0.2239% | 99.78% | 0.0009891% | 100% | 48873928.4216 | 294040809.3353 | post-conversion | 4180005.0686 | 4180005.0686
| Sulfur scrubbing | insufficient data to estimate | [11 empty] | insufficient data to estimate | [11 empty] | 830479954.9042 | 294040809.3353
Combustion
| Combustion | -22966689.0023 | -0.032 | -0.078107 | 100% |  |  |  | 100% |  | 100% |  | 100% | -22966689.0023 | -0.032 | -0.078107 | 100% |  |  |  | 100% |  | 100% |  | 100% | 717709031.3216 | 294040809.3353
Resource-specific data
0.0011148 | m^3/GJ freshwater consumption for dewatering | Northern Great Plains (ND lignite)
0.057768 | m^3/GJ freshwater consumption for dewatering | Gulf Coast
Note on L24: Emily Grubert: assume this matches power plant withdrawals (does not have to: ash might be taken offsite)
Note on X24: Emily Grubert: assume this matches power plants (does not have to: ash might be taken offsite)
Note on AA25: Emily Grubert: scrubbed plus prop. Fraction of unknown
Note on A32: Emily Grubert: I'm forcing this to my withd=cons result from the paper: else big stormwater effects

## Natural Gas
NATURAL GAS
TOTAL
|  | Consumption | [11 empty] | Withdrawal | [11 empty] | Energy Summary |  |  | cons | withd
Major Process | Specific Process | Total Water Consumed m^3 | Intensity, m^3/GJ at stage | Intensity, m^3/GJ delivered | Freshwater % | Brackish % | Saline % | Not RO Treatable % | Qual Check | Groundwater % | Surface Water % | Reuse % | Source Check | Total Water Withdrawn m^3 | Intensity, m^3/GJ at stage | Intensity, m^3/GJ delivered | Freshwater % | Brackish % | Saline % | Not RO Treatable % | Qual Check | Groundwater % | Surface Water % | Reuse % | Source Check | GJ at stage | GJ delivered | surface | 757698518.2444 | 17401614064.7055
| Total | 597934274.1139 |  | 0.02623 | [9 empty] | 17505864499.3892 |  | 0.76794 | [11 empty] | ground | 790021231.7574 | 883274366.2431
| Total, Excluding Combustion | 1676993979.4469 |  | 0.073566 | 76.8% | 5.262% | 4.186% | 13.75% | 100% | 47.11% | 45.18% | 7.709% | 100% | 18584924204.7222 |  | 0.81528 | 49.99% | 22.5% | 26.27% | 1.239% | 100% | 4.753% | 93.63% | 1.614% | 100% |  |  | reuse | 129274229.4451 | 300035773.7735
Production
| Drilling | 23169546.1305 | 0.00063344 | 0.0010164 | 91.43% |  | 4.17% | 4.4% | 100% | 59.43% | 32% | 8.57% | 100% | 21183905.9155 | 0.00057915 | 0.00092929 | 100% |  |  |  | 100% | 65% | 35% |  | 100% | 36577411651.9935 | 22795769000.1603 | fresh | 1287952545.5059 | 9290948121.1733
| Hydraulic fracturing | 214153846.1538 | 0.012032 | 0.0093945 | 96% |  | 4% |  | 100% | 62.4% | 33.6% | 4% | 100% | 205587692.3077 | 0.011551 | 0.0090187 | 100% |  |  |  | 100% | 65% | 35% |  | 100% | 17798742753.1943 | 22795769000.1603 | brackish | 88245473.1436 | 4181513997.3483
| Produced water total | 320388241.772 | 0.0087592 | 0.014055 | 12.75% | 12.77% | 5.505% | 68.98% | 100% | 100% |  |  | 100% | 330940035.8331 | 0.0090477 | 0.014518 | 12.34% | 12.36% | 8.21% | 67.09% | 100% | 100% |  |  | 100% | 36577411651.9935 | 22795769000.1603 | saline | 70206426.3237 | 4882107750.5089
| Conventional natural gas | 109215351.0258 | 0.0058159 | 0.004791 |  |  |  | 100% | 100% | 100% |  |  | 100% | 110234769.2532 | 0.0058702 | 0.0048358 |  |  |  | 100% | 100% | 100% |  |  | 100% | 18778668898.7991 | 22795769000.1603 | not RO | 230589534.4736 | 230354335.6916
| Tight/shale gas | 104560447.2215 | 0.006424 | 0.0045868 |  |  | 5.815% | 94.19% | 100% | 100% |  |  | 100% | 109280321.4286 | 0.006714 | 0.0047939 |  |  | 9.883% | 90.12% | 100% | 100% |  |  | 100% | 16276414124.1357 | 22795769000.1603
| Coalbed methane | 106612443.5247 | 0.070032 | 0.0046769 | 38.32% | 38.37% | 10.84% | 12.47% | 100% | 100% |  |  | 100% | 111424945.1514 | 0.073194 | 0.004888 | 36.66% | 36.71% | 14.69% | 11.93% | 100% | 100% |  |  | 100% | 1522328629.0586 | 22795769000.1603 | production
processing
Processing | [27 empty] | transport
| Dehydration | 12436319.9617 | 0.00034 | 0.00054555 | 12.75% | 12.77% | 5.505% | 68.98% | 100% | 100% |  |  | 100% | 12436319.9617 | 0.00034 | 0.00054555 | 12.34% | 12.36% | 8.21% | 67.09% | 100% | 100% |  |  | 100% | 36577411651.9935 | 22795769000.1603 | conversion
| Acid gas removal: H2S | 780000 | 4.1536e-05 | 3.4217e-05 | 100% |  |  |  | 100% | 40% | 60% |  | 100% | 857611.9403 | 4.1536e-05 | 3.7622e-05 | 100% |  |  |  | 100% | 40% | 60% |  | 100% | 18778668898.7991 | 22795769000.1603 | post-conversion
| Acid gas removal: CO2 | 47286000 | 0.0012928 | 0.0020743 | 100% |  |  |  | 100% | 40% | 60% |  | 100% | 70929000 | 0.0012928 | 0.0031115 | 100% |  |  |  | 100% | 40% | 60% |  | 100% | 36577411651.9935 | 22795769000.1603
| Liquefaction for LNG | 221490.4977 | 0.011564 | 9.7163e-06 | 100% |  |  |  | 100% |  | 100% |  | 100% | 354384.7964 | 0.018502 | 1.5546e-05 | 100% |  |  |  | 100% |  | 100% |  | 100% | 19154094.2046 | 22795769000.1603
| LNG regasification | 22277.7541 | 0.00031896 | 9.7728e-07 | 100% |  |  |  | 100% |  | 100% |  | 100% | 22277.7541 | 0.00031896 | 9.7728e-07 | 100% |  |  |  | 100% |  | 100% |  | 100% | 69845572.4321 | 22795769000.1603
Transport
| Hydrostatic pipeline tests | 0 | [11 empty] | 2914765.7 | 8.2181e-05 | 0.00012786 | 100% |  |  |  | 100% | 40% | 60% |  | 100% | 35467449470.037 | 22795769000.1603
| Salt cavern storage | 112549596.8335 | 0.19545 | 0.0049373 | 100% |  |  |  | 100% | 20% | 80% |  | 100% | 112549596.8335 | 0.19545 | 0.0049373 | 100% |  |  |  | 100% | 20% | 80% |  | 100% | 575857541.1176 | 22795769000.1603
| LNG ship ballast | 7572.6468 | 0.00010842 | 3.322e-07 |  |  | 100% |  | 100% |  | 100% |  | 100% | 7572.6468 | 0.00010842 | 3.322e-07 |  |  | 100% |  | 100% |  | 100% |  | 100% | 69845572.4321 | 22795769000.1603
| In-port LNG export ship cooling | 0 | [11 empty] | 2076.6841 | 0.00010842 | 9.11e-08 |  |  | 100% |  | 100% |  | 100% |  | 100% | 19154094.2046 | 22795769000.1603
Conversion
| Power plant cooling | 945979087.6966 | 0.099708 | 0.041498 | 90.69% | 4.836% | 4.476% | 0% | 100% | 28.34% | 59.11% | 12.55% | 100% | 17827138964.3488 | 1.879 | 0.78204 | 49.55% | 23.22% | 27.23% | 0% | 100% | 1.908% | 96.41% | 1.683% | 100% | 9487512249.0547 | 22795769000.1603
Combustion
| Combustion | -1079059705.333 | -0.038 | -0.047336 | 100% |  |  |  | 100% |  | 100% |  | 100% | -1079059705.333 | -0.038 | -0.047336 | 100% |  |  |  | 100% |  | 100% |  | 100% | 28396308035.0787 | 22795769000.1603
Resource-specific data
Conversion factors
1116 | btu/cf | marketed gas, 2014 | http://www.eia.gov/totalenergy/data/browser/?tbl=TA4#/?f=A&start=200001)
1340 | m^3/tonne S | consumed, H2S removal
1200 | m^3/tonne S | consumed for cooling, H2S removal
140 | m^3/tonne S | consumed otherwise, H2S removal
0.9 | fraction of cooling water consumed for withd calc | derived from closed-loop power plant cooling
550 | gal/mmbtu storage for salt cavern excavation
Data
16255 | million cubic feet | LNG exports | https://www.eia.gov/dnav/ng/ng_move_poe2_a_EPG0_ENG_Mmcf_a.htm | mostly Kenai, AK, with ~2/16 from freeport
2664 | million cubic feet, Freeport | LNG exports | https://www.eia.gov/dnav/ng/ng_move_poe2_a_EPG0_ENG_Mmcf_a.htm
59274 | million cubic feet | LNG imports | https://www.eia.gov/dnav/ng/hist/n9103us2m.htm
488697.833 | million cubic feet working capacity | salt dome storage | https://www.eia.gov/cfapps/ngqs/ngqs.cfm?f_report=RP7&f_sortby=ACI&f_items=&f_year_start=2014&f_year_end=2014&f_show_compid=Name&f_fullscreen=
30099225 | million cubic feet | pipeline transportation (dry production + imports + exports) | https://www.eia.gov/dnav/ng/ng_prod_sum_a_EPG0_FPD_mmcf_a.htm, https://www.eia.gov/dnav/ng/ng_move_state_a_EPG0_IM0_Mmcf_a.htm, https://www.eia.gov/dnav/ng/ng_move_state_a_EPG0_EEX_Mmcf_a.htm
48440 | mmcf excavation requirement for salt dome | 48,000 new + 440 maintenance
770000000 | gal for hydrostatic pipeline testing
Note on O15: Emily Grubert: recycled water is accounted as withdrawn for produced water, remove from withd here
Note on Y15: Emily Grubert: reuse water is "withdrawn" as produced water
Note on O16: Emily Grubert: recycled water is accounted as withdrawn for produced water, remove from withd here
Note on Y16: Emily Grubert: reuse water is "withdrawn" as produced water
Note on B23: Emily Grubert: account as produced water quality because that's what actually rmoved
Note on L24: Emily Grubert: public supply/ag
Note on AA24: Emily Grubert: conventional gas only
Note on AA25: Emily Grubert: all gas
Note on AA26: Emily Grubert: 2014 LNG exports
Note on C27: Emily Grubert: lower res data on export vs import: assume half from Golden Pass, half from Distrigas
Note on AA27: Emily Grubert: 2014 LNG imports
Note on B30: Emily Grubert: post-commissioning
Note on L31: Emily Grubert: industrial ratio
Note on X31: Emily Grubert: industrial ratio
Note on AA32: Emily Grubert: 2014 LNG imports
Note on AA33: Emily Grubert: 2014 LNG exports

## Conventional Natural Gas
CONVENTIONAL
NATURAL
GAS
|  | Consumption | [11 empty] | Withdrawal | [11 empty] | Energy Summary |  |  | cons | withd
Major Process | Specific Process | Total Water Consumed m^3 | Intensity, m^3/GJ at stage | Intensity, m^3/GJ delivered | Freshwater % | Brackish % | Saline % | Not RO Treatable % | Qual Check | Groundwater % | Surface Water % | Reuse % | Source Check | Total Water Withdrawn m^3 | Intensity, m^3/GJ at stage | Intensity, m^3/GJ delivered | Freshwater % | Brackish % | Saline % | Not RO Treatable % | Qual Check | Groundwater % | Surface Water % | Reuse % | Source Check | GJ at stage | GJ delivered | surface | 352284831.2012 | 8897214446.1569
| Total | 142140149.1499 |  | 0.012145 | [9 empty] | 8822628749.0615 |  | 0.75386 | [11 empty] | ground | 281868479.3671 | 325361478.3411
| Total, Excluding Combustion | 696124261.5653 |  | 0.059481 | 76.75% | 3.374% | 3.123% | 16.75% | 100% | 40.49% | 50.61% | 8.902% | 100% | 9376612861.4769 |  | 0.8012 | 49.52% | 22.66% | 26.58% | 1.244% | 100% | 3.47% | 94.89% | 1.643% | 100% |  |  | reuse | 61970950.997 | 154036936.9789
Production
| Drilling | 11895134.6109 | 0.00063344 | 0.0010164 | 91.43% |  |  | 8.57% | 100% | 59.43% | 32% | 8.57% | 100% | 10875716.3835 | 0.00057915 | 0.00092929 | 100% |  |  |  | 100% | 65% | 35% | 0% | 100% | 18778668898.7991 | 11703239212.7776 | fresh | 534272821.5803 | 4643036350.3128
| Produced water | 109215351.0258 | 0.0058159 | 0.0093321 |  |  |  | 100% | 100% | 100% |  |  | 100% | 110234769.2532 | 0.0058702 | 0.0094192 |  |  |  | 100% | 100% | 100% |  |  | 100% | 18778668898.7991 | 11703239212.7776 | brackish | 23488704.1527 | 2124979256.889
[28 empty] | saline | 21743219.1536 | 2491977737.5963
Processing | [27 empty] | not RO | 116619516.6788 | 116619516.6788
| Dehydration | 6384747.4256 | 0.00034 | 0.00054555 |  |  |  | 100% | 100% | 100% |  |  | 100% | 6384747.4256 | 0.00034 | 0.00054555 |  |  |  | 100% | 100% | 100% |  |  | 100% | 18778668898.7991 | 11703239212.7776
| Acid gas removal: H2S | 780000 | 8.0905e-05 | 6.6648e-05 | 100% |  |  |  | 100% | 40% | 60% |  | 100% | 857611.9403 | 8.8956e-05 | 7.328e-05 | 100% |  |  |  | 100% | 40% | 60% |  | 100% | 9640879156.9457 | 11703239212.7776 | production | 121110485.6367 | 121110485.6367
| Acid gas removal: CO2 | 24276407.1443 | 0.0012928 | 0.0020743 | 100% |  |  |  | 100% | 40% | 60% |  | 100% | 36414610.7165 | 0.0019391 | 0.0031115 | 100% |  |  |  | 100% | 40% | 60% |  | 100% | 18778668898.7991 | 11703239212.7776 | processing | 31566304.0292 | 43850346.8415
| Liquefaction for LNG | 113712.1664 | 0.011564 | 9.7163e-06 | 100% |  |  |  | 100% |  | 100% |  | 100% | 181939.4663 | 0.018502 | 1.5546e-05 | 100% |  |  |  | 100% |  | 100% |  | 100% | 9833620.7205 | 11703239212.7776 | transport | 57786314.6241 | 59283807.6092
| LNG regasification | 11437.2928 | 0.00031896 | 9.7728e-07 | 100% |  |  |  | 100% |  | 100% |  | 100% | 11437.2928 | 0.00031896 | 9.7728e-07 | 100% |  |  |  | 100% |  | 100% |  | 100% | 35858384.1642 | 11703239212.7776 | conversion | 485661157.2753 | 9152368221.3895
post-conversion
Transport
| Hydrostatic pipeline tests | 0 | [11 empty] | 1496426.8253 | 8.2181e-05 | 0.00012786 | 100% |  |  |  | 100% | 40% | 60% |  | 100% | 18208819602.0949 | 11703239212.7776
| Salt cavern storage | 57782426.8633 | 0.19545 | 0.0049373 | 100% |  |  |  | 100% | 20% | 80% |  | 100% | 57782426.8633 | 0.19545 | 0.0049373 | 100% |  |  |  | 100% | 20% | 80% |  | 100% | 295642518.4048 | 11703239212.7776
| LNG ship ballast | 3887.7608 | 0.00010842 | 3.322e-07 |  |  | 100% |  | 100% |  | 100% |  | 100% | 3887.7608 | 0.00010842 | 3.322e-07 |  |  | 100% |  | 100% |  | 100% |  | 100% | 35858384.1642 | 11703239212.7776
| In-port LNG ship cooling | 0 | [11 empty] | 1066.1597 | 0.00010842 | 9.11e-08 |  |  | 100% |  | 100% |  | 100% |  | 100% | 9833620.7205 | 11703239212.7776
Conversion
| Power plant cooling | 485661157.2753 | 0.099708 | 0.041498 | 90.69% | 4.836% | 4.476% |  | 100% | 28.34% | 59.11% | 12.55% | 100% | 9152368221.3895 | 1.879 | 0.78204 | 49.55% | 23.22% | 27.23% |  | 100% | 1.908% | 96.41% | 1.683% | 100% | 4870843593.1275 | 11703239212.7776
Combustion
| Combustion | -553984112.4154 | -0.038 | -0.047336 | 100% |  |  |  | 100% |  | 100% |  | 100% | -553984112.4154 | -0.038 | -0.047336 | 100% |  |  |  | 100% |  | 100% |  | 100% | 14578529274.0907 | 11703239212.7776
Note on B26: Emily Grubert: post-commissioning

## Unconventional Natural Gas
UNCONVENTIONAL
NATURAL
GAS
|  | Consumption | [11 empty] | Withdrawal | [11 empty] | Energy Summary |  |  | cons | withd
Major Process | Specific Process | Total Water Consumed m^3 | Intensity, m^3/GJ at stage | Intensity, m^3/GJ delivered | Freshwater % | Brackish % | Saline % | Not RO Treatable % | Qual Check | Groundwater % | Surface Water % | Reuse % | Source Check | Total Water Withdrawn m^3 | Intensity, m^3/GJ at stage | Intensity, m^3/GJ delivered | Freshwater % | Brackish % | Saline % | Not RO Treatable % | Qual Check | Groundwater % | Surface Water % | Reuse % | Source Check | GJ at stage | GJ delivered | surface | 405413687.0432 | 8504399618.5486
| Total | 455794124.964 |  | 0.04109 | [9 empty] | 8683235750.3277 |  | 0.7828 | [11 empty] | ground | 508152752.3903 | 557912887.902
| Total, Excluding Combustion | 980869717.8815 |  | 0.088426 | 76.8% | 6.56% | 4.923% | 11.72% | 100% | 51.81% | 41.33% | 6.862% | 100% | 9208311343.2452 |  | 0.83014 | 50.47% | 22.33% | 25.95% | 1.247% | 100% | 6.059% | 92.36% | 1.586% | 100% |  |  | reuse | 67303278.4481 | 145998836.7947
Production
| Drilling | 11274411.5196 | 0.00063344 | 0.0010164 | 91.43% |  | 8.57% |  | 100% | 59.43% | 32% | 8.57% | 100% | 10308189.532 | 0.00057915 | 0.00092929 | 100% |  |  |  | 100% | 65% | 35% |  | 100% | 17798742753.1943 | 11092529787.3827 | fresh | 753264683.2416 | 4647496727.1235
| Hydraulic fracturing | 214153846.1538 | 0.012032 | 0.019306 | 96% |  | 4% |  | 100% | 62.4% | 33.6% | 4% | 100% | 205587692.3077 | 0.011551 | 0.018534 | 100% |  |  |  | 100% | 65% | 35% |  | 100% | 17798742753.1943 | 11092529787.3827 | brackish | 64341187.0841 | 2056119155.4955
| Produced water: tight gas | 104560447.2215 | 0.006424 | 0.0094262 |  |  | 5.815% | 94.19% | 100% | 100% |  |  | 100% | 109280321.4286 | 0.006714 | 0.0098517 |  |  | 9.883% | 90.12% | 100% | 100% |  |  | 100% | 16276414124.1357 | 11092529787.3827 | saline | 48284018.7973 | 2389853978.8302
Post-conversion | Produced water: coalbed methane | 106612443.5247 | 0.070032 | 0.0096112 | 38.32% | 38.37% | 10.84% | 12.47% | 100% | 100% |  |  | 100% | 111424945.1514 | 0.073194 | 0.010045 | 36.66% | 36.71% | 14.69% | 11.93% | 100% | 100% |  |  | 100% | 1522328629.0586 | 11092529787.3827 | not RO | 114979828.7585 | 114841481.7961
Processing | [27 empty] | production | 436601148.4196 | 436601148.4196
| Dehydration | 6051572.5361 | 0.00034 | 0.00054555 | 19.35% | 19.37% | 8.352% | 52.93% | 100% | 100% |  |  | 100% | 6051572.5361 | 0.00034 | 0.00054555 | 18.51% | 18.53% | 12.31% | 50.65% | 100% | 100% |  |  | 100% | 17798742753.1943 | 11092529787.3827 | processing | 29179784.1844 | 40749247.611
| Acid gas removal: CO2 | 23009592.8557 | 0.0012928 | 0.0020743 | 100% |  |  |  | 100% | 40% | 60% |  | 100% | 34514389.2835 | 0.0019391 | 0.0031115 | 100% |  |  |  | 100% | 40% | 60% |  | 100% | 17798742753.1943 | 11092529787.3827 | transport | 54770854.8563 | 56190204.2553
| Liquefaction for LNG | 107778.3313 | 0.011564 | 9.7163e-06 | 100% |  |  |  | 100% |  | 100% |  | 100% | 172445.3301 | 0.018502 | 1.5546e-05 | 100% |  |  |  | 100% |  | 100% |  | 100% | 9320473.4841 | 11092529787.3827 | conversion | 460317930.4213 | 8674770742.9593
| LNG regasification | 10840.4613 | 0.00031896 | 9.7728e-07 | 100% |  |  |  | 100% |  | 100% |  | 100% | 10840.4613 | 0.00031896 | 9.7728e-07 | 100% |  |  |  | 100% |  | 100% |  | 100% | 33987188.2679 | 11092529787.3827 | post-conversion
Transport
| Hydrostatic pipeline tests | 0 | [11 empty] | 1418338.8747 | 8.2181e-05 | 0.00012786 | 100% |  |  |  | 100% | 40% | 60% |  | 100% | 17258629867.9421 | 11092529787.3827
| Salt cavern storage | 54767169.9702 | 0.19545 | 0.0049373 | 100% |  |  |  | 100% | 20% | 80% |  | 100% | 54767169.9702 | 0.19545 | 0.0049373 | 100% |  |  |  | 100% | 20% | 80% |  | 100% | 280215022.7128 | 11092529787.3827
| LNG ship ballast | 3684.886 | 0.00010842 | 3.322e-07 |  |  | 100% |  | 100% |  | 100% |  | 100% | 3684.886 | 0.00010842 | 3.322e-07 |  |  | 100% |  | 100% |  | 100% |  | 100% | 33987188.2679 | 11092529787.3827
| In-port LNG ship cooling | 0 | [11 empty] | 1010.5244 | 0.00010842 | 9.11e-08 |  |  | 100% |  | 100% |  | 100% |  | 100% | 9320473.4841 | 11092529787.3827
Conversion
| Power plant cooling | 460317930.4213 | 0.099708 | 0.041498 | 90.69% | 4.836% | 4.476% |  | 100% | 28.34% | 59.11% | 12.55% | 100% | 8674770742.9593 | 1.879 | 0.78204 | 49.55% | 23.22% | 27.23% |  | 100% | 1.908% | 96.41% | 1.683% | 100% | 4616668655.9272 | 11092529787.3827
Combustion
| Combustion | -525075592.9175 | -0.038 | -0.047336 | 100% |  |  |  | 100% |  | 100% |  | 100% | -525075592.9175 | -0.038 | -0.047336 | 100% |  |  |  | 100% |  | 100% |  | 100% | 13817778760.988 | 11092529787.3827
Note on A1: Emily Grubert: tight and coalbed
Note on B27: Emily Grubert: post-commissioning

## Uranium
URANIUM
|  | Consumption | [11 empty] | Withdrawal | [11 empty] | Energy Summary |  |  | cons | withd
Major Process | Specific Process | Total Water Consumed m^3 | Intensity, m^3/GJ at stage | Intensity, m^3/GJ delivered | Freshwater % | Brackish % | Saline % | Not RO Treatable % | Qual Check | Groundwater % | Surface Water % | Reuse % | Source Check | Total Water Withdrawn m^3 | Intensity, m^3/GJ at stage | Intensity, m^3/GJ delivered | Freshwater % | Brackish % | Saline % | Not RO Treatable % | Qual Check | Groundwater % | Surface Water % | Reuse % | Source Check | GJ at stage | GJ delivered | surface | 1487682223.6063 | 69666423644.1437
| Total | 1651674465.6008 |  | 0.60619 | [9 empty] | 70611847140.5278 |  | 25.9158 | [11 empty] | ground | 42358192.316 | 57960724.2578
| Total, Excluding Combustion | 1651674465.6008 |  | 0.60619 | 86.1% | 6.277% | 7.625% | 0% | 100% | 2.565% | 90.07% | 7.364% | 100% | 70611847140.5278 |  | 25.9158 | 73.01% | 9.537% | 17.45% | 0% | 100% | 0.08208% | 98.66% | 1.257% | 100% |  |  | reuse | 121634049.6785 | 887462772.1263
Production
| Drilling | 22568.763 | 2.5929e-05 | 8.2831e-06 | 100% |  |  |  | 100% | 100% |  |  | 100% | 22568.763 | 2.5929e-05 | 8.2831e-06 | 100% |  |  |  | 100% | 100% |  |  | 100% | 870404050.6419 | 2724665436.5721 | fresh | 1422053429.972 | 51553788633.8683
| In-situ leach operations | 3044329.5587 | 0.0034976 | 0.0011173 | 100% |  |  |  | 100% | 100% |  |  | 100% | 3044329.5587 | 0.0034976 | 0.0011173 | 100% |  |  |  | 100% | 100% |  |  | 100% | 870404050.6419 | 2724665436.5721 | brackish | 103673379.8413 | 6734506669.1916
| Underground mining and conventional milling | 785656.9308 | 0.0038041 | 0.00028835 | 100% |  |  |  | 100% | 100% |  |  | 100% | 785656.9308 | 0.0038041 | 0.00028835 | 100% |  |  |  | 100% | 100% |  |  | 100% | 206529122.3437 | 2724665436.5721 | saline | 125947655.7875 | 12323551837.4679
[28 empty] | not RO | 0 | 0
Processing
| UF6 conversion | 5098382.8718 | 0.00089694 | 0.0018712 | 100% |  |  |  | 100% | 100% |  |  | 100% | 5098382.8718 | 0.00089694 | 0.0018712 | 100% |  |  |  | 100% | 100% |  |  | 100% | 5684227630.9227 | 2724665436.5721 | production | 3852555.2526 | 3852555.2526
| UF6 enrichment | 108040 | 4.235e-05 | 3.9653e-05 | 100% |  |  |  | 100% | 100% |  |  | 100% | 108040 | 4.235e-05 | 3.9653e-05 | 100% |  |  |  | 100% | 100% |  |  | 100% | 2551117174.2485 | 2724665436.5721 | processing | 6844656.0729 | 7687750.1968
| UO2 conversion and fuel fabrication | 1414382.8309 | 0.00016078 | 0.0005191 | 100% |  |  |  | 100% | 59.35% | 40.65% |  | 100% | 2200828.2563 | 0.00025018 | 0.00080774 | 100% |  |  |  | 100% | 38.14% | 61.86% |  | 100% | 8796955773.2708 | 2724665436.5721 | transport
| DUF6 deconversion | 223850.3702 | 4.0256e-05 | 8.2157e-05 | 100% |  |  |  | 100% | 57.66% | 42.34% |  | 100% | 280499.0688 | 5.0444e-05 | 0.00010295 | 100% |  |  |  | 100% | 46.02% | 53.98% |  | 100% | 5560657465.0331 | 2724665436.5721 | conversion | 1631958102.0485 | 70591287682.8515
[28 empty] | post-conversion | 9019152.2268 | 9019152.2268
Conversion
| Power plant cooling | 1631958102.0485 | 0.18551 | 0.59896 | 85.93% | 6.353% | 7.718% | 0% | 100% | 1.981% | 90.57% | 7.453% | 100% | 70591287682.8515 | 8.0245 | 25.9082 | 73% | 9.54% | 17.46% | 0% | 100% | 0.0679% | 98.67% | 1.257% | 100% | 8796955773.2708 | 2724665436.5721
| Nuclear ship cooling | not estimated
Post-conversion
| On-site spent fuel pool operations | 9018558.0068 | 0.00071797 | 0.00331 | 100% |  |  |  | 100% |  | 100% |  | 100% | 9018558.0068 | 0.00071797 | 0.00331 | 100% |  |  |  | 100% |  | 100% |  | 100% | 12561202615.1552 | 2724665436.5721
| Off-site ISFSI (Morris Operation) | 594.22 | 3.0921e-06 | 2.1809e-07 | 100% |  |  |  | 100% | 100% |  |  | 100% | 594.22 | 3.0921e-06 | 2.1809e-07 | 100% |  |  |  | 100% | 100% |  |  | 100% | 192171732.6208 | 2724665436.5721
Resource-specific data
Assumptions for calculating GJ at each stage
483.3527 | GJ/kg U3O8
238 | g/mol U
16 | g/mol O
270 | g/mol UO2
0.88148 | kg U/kg UO2
842 | g/mol U3O8
0.84798 | kg U/kg U3O8
1.0395 | kg U3O8 = energy in 1 kg UO2
Note on K22: Emily Grubert: NF-A dry IDR process is gwater, rest are surface
Note on W22: Emily Grubert: NF-A dry IDR process is gwater, rest are surface
Note on AA26: Emily Grubert: input
Note on B31: Emily Grubert: note this is different because it received relatively cool fuel

## Hydropower
HYDROPOWER
|  | Consumption | [11 empty] | Withdrawal | [11 empty] | Energy Summary |  |  | cons | withd
Major Process | Specific Process | Total Water Consumed m^3 | Intensity, m^3/GJ at stage | Intensity, m^3/GJ delivered | Freshwater % | Brackish % | Saline % | Not RO Treatable % | Qual Check | Groundwater % | Surface Water % | Reuse % | Source Check | Total Water Withdrawn m^3 | Intensity, m^3/GJ at stage | Intensity, m^3/GJ delivered | Freshwater % | Brackish % | Saline % | Not RO Treatable % | Qual Check | Groundwater % | Surface Water % | Reuse % | Source Check | GJ at stage | GJ delivered | surface | 2346976960 | 20002346976960
| Total | 2346976960 |  | 2.6475 | [9 empty] | 20002346976960 |  | 22563.2587 | [11 empty] | ground | 0 | 0
| Total, Excluding Combustion | 2346976960 |  | 2.6475 | 100% | 0% | 0% | 0% | 100% | 0% | 100% | 0% | 100% | 20002346976960 |  | 22563.2587 | 100% | 0% | 0% | 0% | 100% | 0% | 100% | 0% | 100% |  |  | reuse | 0 | 0
Production
| Evaporation | 1600000000 | 1.7 | 1.8048 | 100% |  |  |  | 100% |  | 100% |  | 100% | 1600000000 | 1.7 | 1.8048 | 100% |  |  |  | 100% |  | 100% |  | 100% | 933721200 | 886500804.459 | fresh | 2346976960 | 20002346976960
| Seepage | 746976960 | 0.8 | 0.84261 | 100% |  |  |  | 100% |  | 100% |  | 100% | 746976960 | 0.8 | 0.84261 | 100% |  |  |  | 100% |  | 100% |  | 100% | 933721200 | 886500804.459 | brackish | 0 | 0
[28 empty] | saline | 0 | 0
Conversion | [27 empty] | not RO | 0 | 0
| Flow through turbines | 0 |  |  | 100% |  |  |  | 100% |  | 100% |  | 100% | 20000000000000 | 21419.67 | 22560.6112 | 100% |  |  |  | 100% |  | 100% |  | 100% | 933721200 | 886500804.459
[28 empty] | production | 2346976960 | 2346976960
processing
transport
[28 empty] | conversion |  | 20000000000000
post-conversion
Note on A1: Emily Grubert: Note: the hydropower withdrawal chart is on a different axis than the other non-liquid fuels due to the volume of hydropower withdrawal being so much higher (2 orders of magnitude) than any other value charted

## Wind
WIND
|  | Consumption | [11 empty] | Withdrawal | [11 empty] | Energy Summary |  |  | cons | withd
Major Process | Specific Process | Total Water Consumed m^3 | Intensity, m^3/GJ at stage | Intensity, m^3/GJ delivered | Freshwater % | Brackish % | Saline % | Not RO Treatable % | Qual Check | Groundwater % | Surface Water % | Reuse % | Source Check | Total Water Withdrawn m^3 | Intensity, m^3/GJ at stage | Intensity, m^3/GJ delivered | Freshwater % | Brackish % | Saline % | Not RO Treatable % | Qual Check | Groundwater % | Surface Water % | Reuse % | Source Check | GJ at stage | GJ delivered | surface | 1177124.4 | 11771244
| Total | 1961874 |  | 0.0031598 | [9 empty] | 19618740 |  | 0.031598 | [11 empty] | ground | 784749.6 | 7847496
| Total, Excluding Combustion | 1961874 |  | 0.0031598 | 100% | 0% | 0% | 0% | 100% | 40% | 60% | 0% | 100% | 19618740 |  | 0.031598 | 100% | 0% | 0% | 0% | 100% | 40% | 60% | 0% | 100% |  |  | reuse | 0 | 0
Production
| Blade washing | 1961874 | 0.003 | 0.0031598 | 100% |  |  |  | 100% | 40% | 60% |  | 100% | 19618740 | 0.03 | 0.031598 | 100% |  |  |  | 100% | 40% | 60% |  | 100% | 653958000 | 620885863.0204 | fresh | 1961874 | 19618740
[28 empty] | brackish | 0 | 0
[28 empty] | saline | 0 | 0
[28 empty] | not RO | 0 | 0
[28 empty] | production | 1961874 | 19618740
processing
transport
conversion
post-conversion

## Solid Biomass and RDF
SOLID BIOMASS
AND RDF
|  | Consumption | [11 empty] | Withdrawal | [11 empty] | Energy Summary |  |  | cons | withd
Major Process | Specific Process | Total Water Consumed m^3 | Intensity, m^3/GJ at stage | Intensity, m^3/GJ delivered | Freshwater % | Brackish % | Saline % | Not RO Treatable % | Qual Check | Groundwater % | Surface Water % | Reuse % | Source Check | Total Water Withdrawn m^3 | Intensity, m^3/GJ at stage | Intensity, m^3/GJ delivered | Freshwater % | Brackish % | Saline % | Not RO Treatable % | Qual Check | Groundwater % | Surface Water % | Reuse % | Source Check | GJ at stage | GJ delivered | surface | 125570171.0871 | 4192856503.2705
| Total | 107701658.7239 |  | 0.082584 | [9 empty] | 4292427812.0017 |  | 3.2914 | [11 empty] | ground | 50625837.3063 | 70602093.2016
| Total, Excluding Combustion | 180074745.0809 |  | 0.13808 | 99.55% | 0.1973% | 0.2493% | 0% | 100% | 28.11% | 69.73% | 2.154% | 100% | 4364800898.3587 |  | 3.3469 | 97.25% | 1.253% | 1.493% | 0% | 100% | 1.618% | 96.06% | 2.322% | 100% |  |  | reuse | 3878736.6875 | 101342301.8867
Production
| Irrigation, bagasse | 55260000 | 1.8 | 0.042373 | 100% |  |  |  | 100% | 40% | 60% |  | 100% | 55260000 | 1.8 | 0.042373 | 100% |  |  |  | 100% | 40% | 60% |  | 100% | 30700000 | 1304142005.5406 | fresh | 179270577.7896 | 4244945631.2768
| Irrigation, rice | 12180000 | 2.1 | 0.0093395 | 100% |  |  |  | 100% | 40% | 60% |  | 100% | 12180000 | 2.1 | 0.0093395 | 100% |  |  |  | 100% | 40% | 60% |  | 100% | 5800000 | 1304142005.5406 | brackish | 355258.8795 | 54688581.4934
| Irrigation, corn | 2470000 | 1.3 | 0.001894 | 100% |  |  |  | 100% | 40% | 60% |  | 100% | 2470000 | 1.3 | 0.001894 | 100% |  |  |  | 100% | 40% | 60% |  | 100% | 1900000 | 1304142005.5406 | saline | 448908.4118 | 65166685.5885
| Irrigation, sunflowers | 3040000 | 1.6 | 0.002331 | 100% |  |  |  | 100% | 40% | 60% |  | 100% | 3040000 | 1.6 | 0.002331 | 100% |  |  |  | 100% | 40% | 60% |  | 100% | 1900000 | 1304142005.5406 | not RO | 0 | 0
| Irrigation, cotton | 640000 | 3.2 | 0.00049074 | 100% |  |  |  | 100% | 40% | 60% |  | 100% | 640000 | 3.2 | 0.00049074 | 100% |  |  |  | 100% | 40% | 60% |  | 100% | 200000 | 1304142005.5406
[28 empty] | production | 73590000 | 73590000
Conversion | [27 empty] | processing
| Power plant cooling | 104048961.6758 | 0.48401 | 0.079783 | 99.23% | 0.3414% | 0.4314% |  | 100% | 20.34% | 75.98% | 3.673% | 100% | 4288775114.9536 | 19.9504 | 3.2886 | 97.21% | 1.275% | 1.519% |  | 100% | 0.9593% | 96.68% | 2.362% | 100% | 214972376.4706 | 1304142005.5406 | transport
[28 empty] | conversion | 104048961.6758 | 4288775114.9536
Post-conversion | [27 empty] | post-conversion | 2435783.4051 | 2435783.4051
| Ash handling | 2435783.4051 | 0.0031825 | 0.0018677 | 100% |  |  |  | 100% | 0.9593% | 96.68% | 2.362% | 100% | 2435783.4051 | 0.0031825 | 0.0018677 | 100% |  |  |  | 100% | 0.9593% | 96.68% | 2.362% | 100% | 765367553.125 | 1304142005.5406
Combustion
| Solid biomass combustion | -54023385.7807 | -0.035 | -0.041424 | 100% |  |  |  | 100% |  | 100% |  | 100% | -54023385.7807 | -0.035 | -0.041424 | 100% |  |  |  | 100% |  | 100% |  | 100% | 1543525308.02 | 1304142005.5406
| MSW combustion | -18349700.5763 | -0.059 | -0.01407 | 100% |  |  |  | 100% |  | 100% |  | 100% | -18349700.5763 | -0.059 | -0.01407 | 100% |  |  |  | 100% |  | 100% |  | 100% | 311011874.175 | 1304142005.5406
Note on L15: Emily Grubert: based on ag ratio
Note on X15: Emily Grubert: based on ag ratio
Note on L25: Emily Grubert: assume this matches power plant withdrawals (does not have to: ash might be taken offsite)

## Biogas
BIOGAS
|  | Consumption | [11 empty] | Withdrawal | [11 empty] | Energy Summary |  |  | cons | withd
Major Process | Specific Process | Total Water Consumed m^3 | Intensity, m^3/GJ at stage | Intensity, m^3/GJ delivered | Freshwater % | Brackish % | Saline % | Not RO Treatable % | Qual Check | Groundwater % | Surface Water % | Reuse % | Source Check | Total Water Withdrawn m^3 | Intensity, m^3/GJ at stage | Intensity, m^3/GJ delivered | Freshwater % | Brackish % | Saline % | Not RO Treatable % | Qual Check | Groundwater % | Surface Water % | Reuse % | Source Check | GJ at stage | GJ delivered | surface | 2056086.457 | 102179700.9354
| Total | -4930931.0518 |  | -0.081685 | [9 empty] | 95811647.4655 |  | 1.5872 | [11 empty] | ground | 426838.0484 | 821921.2074
| Total, Excluding Combustion | 2778556.1422 |  | 0.046029 | 100% | 0% | 0% | 0% | 100% | 15.36% | 74% | 10.64% | 100% | 103521134.6595 |  | 1.7149 | 100% | 0% | 0% | 0% | 100% | 0.794% | 98.7% | 0.5018% | 100% |  |  | reuse | 295631.6369 | 519512.5167
Conversion
| Power plant cooling | 2778556.1422 | 0.06879 | 0.046029 | 100% | 0% | 0% | 0% | 100% | 15.36% | 74% | 10.64% | 100% | 103521134.6595 | 2.5629 | 1.7149 | 100% | 0% | 0% | 0% | 100% | 0.794% | 98.7% | 0.5018% | 100% | 40392000 | 60365328.9304 | fresh | 2778556.1422 | 103521134.6595
[28 empty] | brackish | 0 | 0
Combustion | [27 empty] | saline | 0 | 0
| Biogas combustion | -7709487.194 | -0.04 | -0.12771 | 100% |  |  |  | 100% |  | 100% |  | 100% | -7709487.194 | -0.04 | -0.12771 | 100% |  |  |  | 100% |  | 100% |  | 100% | 192737179.85 | 60365328.9304 | not RO | 0 | 0
production
processing
transport
[28 empty] | conversion | 2778556.1422 | 103521134.6595
post-conversion

## Geothermal
GEOTHERMAL
|  | Consumption | [11 empty] | Withdrawal | [11 empty] | Energy Summary |  |  | cons | withd
Major Process | Specific Process | Total Water Consumed m^3 | Intensity, m^3/GJ at stage | Intensity, m^3/GJ delivered | Freshwater % | Brackish % | Saline % | Not RO Treatable % | Qual Check | Groundwater % | Surface Water % | Reuse % | Source Check | Total Water Withdrawn m^3 | Intensity, m^3/GJ at stage | Intensity, m^3/GJ delivered | Freshwater % | Brackish % | Saline % | Not RO Treatable % | Qual Check | Groundwater % | Surface Water % | Reuse % | Source Check | GJ at stage | GJ delivered | surface | 6271216.2783 | 6271216.2783
| Total | 168317795.0757 |  | 3.1017 | [9 empty] | 168505328.8917 |  | 3.1051 | [11 empty] | ground | 144357593.517 | 144545127.3329
| Total, Excluding Combustion | 168317795.0757 |  | 3.1017 | 99.92% | 0.08279% | 0% | 0% | 100% | 85.76% | 3.726% | 10.51% | 100% | 168505328.8917 |  | 3.1051 | 99.92% | 0.0827% | 0% | 0% | 100% | 85.78% | 3.722% | 10.5% | 100% |  |  | reuse | 17688985.2805 | 17688985.2805
Production
| Well drilling | 540000 | 0.0094476 | 0.0099509 | 100% |  |  |  | 100% | 83.33% | 8.333% | 8.333% | 100% | 540000 | 0.0094476 | 0.0099509 | 100% |  |  |  | 100% | 83.33% | 8.333% | 8.333% | 100% | 57157200 | 54266630.9607 | fresh | 168178447.7738 | 168365981.5898
| Reservoir augmentation: Geysers | 17643985.2805 | 0.72652 | 0.32514 | 100% |  |  |  | 100% |  |  | 100% | 100% | 17643985.2805 | 0.72652 | 0.32514 | 100% |  |  |  | 100% |  |  | 100% | 100% | 24285574.8 | 54266630.9607 | brackish | 139347.3015 | 139347.3015
| Reservoir augmentation: Coso | 2061144.4683 | 0.45315 | 0.037982 | 100% |  |  |  | 100% | 100% |  |  | 100% | 2061144.4683 | 0.45315 | 0.037982 | 100% |  |  |  | 100% | 100% |  |  | 100% | 4548495.6 | 54266630.9607 | saline | 0 | 0
| Reservoir augmentation: Dixie Valley | 946080 | 0.53879 | 0.017434 | 100% |  |  |  | 100% | 100% |  |  | 100% | 946080 | 0.53879 | 0.017434 | 100% |  |  |  | 100% | 100% |  |  | 100% | 1755950.4 | 54266630.9607 | not RO | 0 | 0
| Water production from steam fields | 128889402.3659 | 2.255 | 2.3751 | 100% |  |  |  | 100% | 100% |  |  | 100% | 128889402.3659 | 2.255 | 2.3751 | 100% |  |  |  | 100% | 100% |  |  | 100% | 57157200 | 54266630.9607
[28 empty] | production | 150080612.1147 | 150080612.1147
Conversion | [27 empty] | processing
| Wet-cooled steam power plant cooling | 2121552.9232 | 0.049607 | 0.039095 | 93.43% | 6.568% |  |  | 100% | 61.65% | 38.35% |  | 100% | 2121552.9232 | 0.049607 | 0.039095 | 93.43% | 6.568% |  |  | 100% | 61.65% | 38.35% |  | 100% | 42767532 | 54266630.9607 | transport
| Hybrid-cooled steam power plant cooling | 10342.043 | 0.04206 | 0.00019058 | 100% |  |  |  | 100% | 100% |  |  | 100% | 10342.043 | 0.04206 | 0.00019058 | 100% |  |  |  | 100% | 100% |  |  | 100% | 245887.2 | 54266630.9607 | conversion | 18237182.961 | 18424716.777
| Wet-cooled binary power plant cooling | 14519397.4405 | 2.8118 | 0.26756 | 100% |  |  |  | 100% | 62.72% | 37.28% |  | 100% | 14519397.4405 | 2.8118 | 0.26756 | 100% |  |  |  | 100% | 62.72% | 37.28% |  | 100% | 5163728.4 | 54266630.9607 | post-conversion
| Hybrid-cooled binary power plant cooling | 1258539.0481 | 1.0515 | 0.023192 | 100% |  |  |  | 100% | 100% |  |  | 100% | 1258539.0481 | 1.0515 | 0.023192 | 100% |  |  |  | 100% | 100% |  |  | 100% | 1196895.6 | 54266630.9607
| Air cooled power plant cooling | 327351.5062 | 0.04206 | 0.0060323 | 100% |  |  |  | 100% | 100% |  |  | 100% | 327351.5062 | 0.04206 | 0.0060323 | 100% |  |  |  | 100% | 100% |  |  | 100% | 7782944.4 | 54266630.9607
| Direct heat water loops | 0 | [11 empty] | 187533.816 | 2.6909 | 0.0034558 | 100% |  |  |  | 100% | 100% |  |  | 100% | 69691.6768 | 54266630.9607
Note on B19: Emily Grubert: separate this from the conversion ones

## Solar Photovoltaic
SOLAR PHOTOVOLTAIC
|  | Consumption | [11 empty] | Withdrawal | [11 empty] | Energy Summary |  |  | cons | withd
Major Process | Specific Process | Total Water Consumed m^3 | Intensity, m^3/GJ at stage | Intensity, m^3/GJ delivered | Freshwater % | Brackish % | Saline % | Not RO Treatable % | Qual Check | Groundwater % | Surface Water % | Reuse % | Source Check | Total Water Withdrawn m^3 | Intensity, m^3/GJ at stage | Intensity, m^3/GJ delivered | Freshwater % | Brackish % | Saline % | Not RO Treatable % | Qual Check | Groundwater % | Surface Water % | Reuse % | Source Check | GJ at stage | GJ delivered | surface | 0 | 0
| Total | 169190.5556 |  | 0.0018692 | [9 empty] | 169190.5556 |  | 0.0018692 | [11 empty] | ground | 169190.5556 | 169190.5556
| Total, Excluding Combustion | 169190.5556 |  | 0.0018692 | 100% | 0% | 0% | 0% | 100% | 100% | 0% | 0% | 100% | 169190.5556 |  | 0.0018692 | 100% | 0% | 0% | 0% | 100% | 100% | 0% | 0% | 100% |  |  | reuse | 0 | 0
Production
| Panel washing, utility scale | 169190.5556 | 0.0030818 | 0.0018692 | 100% |  |  |  | 100% | 100% |  |  | 100% | 169190.5556 | 0.0030818 | 0.0018692 | 100% |  |  |  | 100% | 100% |  |  | 100% | 54900000 | 90513883.0448 | fresh | 169190.5556 | 169190.5556
| Panel washing, distributed | 0 | [11 empty] | 0 | [11 empty] | 40435200 | 90513883.0448 | brackish | 0 | 0
[28 empty] | saline | 0 | 0
Resource-specific data | [27 empty] | not RO | 0 | 0
15250 | GWh utility scale PV
11232 | GWh distributed PV | [26 empty] | production | 169190.5556 | 169190.5556
processing
transport
conversion
post-conversion

## Solar Thermal
SOLAR THERMAL
|  | Consumption | [11 empty] | Withdrawal | [11 empty] | Energy Summary |  |  | cons | withd
Major Process | Specific Process | Total Water Consumed m^3 | Intensity, m^3/GJ at stage | Intensity, m^3/GJ delivered | Freshwater % | Brackish % | Saline % | Not RO Treatable % | Qual Check | Groundwater % | Surface Water % | Reuse % | Source Check | Total Water Withdrawn m^3 | Intensity, m^3/GJ at stage | Intensity, m^3/GJ delivered | Freshwater % | Brackish % | Saline % | Not RO Treatable % | Qual Check | Groundwater % | Surface Water % | Reuse % | Source Check | GJ at stage | GJ delivered | surface | 2170506.3048 | 7663100.6581
| Total | 8230602.8163 |  | 0.98651 | [9 empty] | 13740417.8704 |  | 1.6469 | [11 empty] | ground | 6060096.5116 | 6077317.2123
| Total, Excluding Combustion | 8230602.8163 |  | 0.98651 | 97.5% | 2.497% | 0% | 0% | 100% | 73.63% | 26.37% | 0% | 100% | 13740417.8704 |  | 1.6469 | 98.5% | 1.496% | 0% | 0% | 100% | 44.23% | 55.77% | 0% | 100% |  |  | reuse | 0 | 0
Production
| Mirror washing | 175752 | 0.02 | 0.021065 | 100% |  |  |  | 100% | 100% |  |  | 100% | 175752 | 0.02 | 0.021065 | 100% |  |  |  | 100% | 100% |  |  | 100% | 8787600 | 8343191.1681 | fresh | 8025056.4085 | 13534871.4626
[28 empty] | brackish | 205546.4078 | 205546.4078
Conversion | [27 empty] | saline | 0 | 0
| Power plant cooling | 8054850.8163 | 0.91662 | 0.96544 | 97.45% | 2.552% | 0% | 0% | 100% | 73.05% | 26.95% | 0% | 100% | 13564665.8704 | 1.5436 | 1.6258 | 98.48% | 1.515% | 0% | 0% | 100% | 43.51% | 56.49% | 0% | 100% | 8787600 | 8343191.1681 | not RO | 0 | 0
[28 empty] | production | 175752 | 175752
processing
transport
[28 empty] | conversion | 8054850.8163 | 13564665.8704
post-conversion

## Calculations and assumptions->
The following sheets contain calculations and assumptions that support the previous data pages.
Contents are summarized and linked here.
| Internal consistency check | Internal consistency check comparing data from "Summary," "Absolute Volume," and individual Resource tabs
| Constants | Summary of global constants
| EIA definitions | Dictionary linking EIA fuel, water source, and water quality definitions to those used in this work
| Energy data by fuel cycle | Summary of GJ involved in each process by energy resource
| Sankey conversion input | Summary of conversion-stage water consumption and withdrawal by fuel
| Allocation of "other" fuels | Worksheet showing assumptions behind allocation of Waste Heat (WH), Purchased Fuel (PUR), and Other (OTH)
| Intermediate o&g entries | Calculations associated with oil and natural gas
| Intermediate coal entries | Calculations associated with coal
| Intermediate geothermal | Calculations associated with geothermal

## Internal consistency check
| CONSUMPTION | [5 empty] | WITHDRAWAL
| Summary | Main table | Resource sheets | Average error | Discrepancy |  | Summary | Main table | Resource sheets | Average error | Discrepancy
Ground | 8525080938 | 8525080938.0705 | 8525080938.0706 | 0.047039 | 5.518e-10% | Ground | 12114697560 | 12114697560.2014 | 12114697560.2014 | 0.13426 | 1.108e-09%
Surface | 7545888272 | 7545888271.8608 | 7545888271.8603 | -0.092956 | -1.232e-09% | Surface | 205838024360 | 205838024360.1931 | 205838024360.1914 | 0.12817 | 6.227e-11%
Reuse | 316468088 | 316468087.8842 | 316468087.8842 | -0.077212 | -2.44e-08% | Reuse | 1658282724 | 1658282723.5545 | 1658282723.5545 | -0.29698 | -1.791e-08%
Total | 16387437298 |  |  |  |  | Total | 219610650474
Actual Sum | 16387437298 | 16387437297.8155 | 16387437297.8151 | -0.12313 | -7.514e-10% | Actual Sum | 219611004644 | 219611004643.949 | 219611004643.9474 | -0.034546 | -1.573e-11%
| Summary | Main table | Resource sheets |  |  |  | Summary | Main table | Resource sheets
Freshwater | 13254133424 | 13254133424.4168 | 13254133424.4161 | 0.27765 | 2.095e-09% | Freshwater | 179801639595 | 179801639594.8535 | 179801639594.8594 | -0.095703 | -5.323e-11%
Brackish Water | 487079207 | 487079207.0384 | 487079207.0384 | 0.025601 | 5.256e-09% | Brackish Water | 14699543653 | 14699543652.9103 | 14699543652.9102 | -0.059835 | -4.071e-10%
Saline | 828463827 | 828463826.879 | 828463826.879 | -0.080637 | -9.733e-09% | Saline | 21808650473 | 21808650472.9992 | 21808650472.9992 | -0.0005188 | -2.379e-12%
Not RO Treatable | 1817760839 | 1817760839.4812 | 1817760839.4812 | 0.32082 | 1.765e-08% | Not RO Treatable | 3301170923 | 3301170923.1859 | 3301170923.1859 | 0.12395 | 3.755e-09%
Total | 16387437297 |  |  |  |  | Total | 219610650474
Actual Sum | 16387437297 | 16387437297.8155 | 16387437297.8148 | 0.54343 | 3.316e-09% | Actual Sum | 219611004644 | 219611004643.9489 | 219611004643.9547 | -0.032104 | -1.462e-11%
| Summary | Main table | Resource sheets |  |  |  | Summary | Main table | Resource sheets
Production | 10335405494 | 10335405494.0644 | 10335405494.0644 | 0.042902 | 4.151e-10% | Production | 13489543126 | 13489543125.8728 | 13489543125.8728 | -0.084787 | -6.285e-10%
Processing | 127825520 | 127825520.0553 | 127825520.0553 | 0.036897 | 2.886e-08% | Processing | 838575819 | 838575819.2218 | 838575819.2218 | 0.14788 | 1.763e-08%
Transport | 234096560 | 234096559.6294 | 234096559.6294 | -0.24709 | -1.056e-07% | Transport | 242918642 | 242918641.6135 | 242918641.6135 | -0.25768 | -1.061e-07%
Conversion | 5317639485.0019 | 5317639485.0019 | 5317639485.0015 | -0.00014496 | -2.726e-12% | Conversion | 204962682159 | 204962682159.4019 | 204962682159.4102 | 0.27066 | 1.321e-10%
Post-conversion | 372470239.0645 | 372470239.0645 | 372470239.0645 | 0 | 0% | Post-conversion | 77284898 | 77284897.839 | 77284897.839 | -0.10731 | -1.389e-07%
Total | 16387437298.0665 | 16387437297.8155 |  |  |  | Total | 219611004644 | 219611004643.9489
Actual Sum | 16387437298.0665 | 16387437297.8155 | 16387437297.8151 | -0.16744 | -1.022e-09% | Actual Sum | 219611004644 | 219611004643.949 | 219611004643.9573 | -0.03125 | -1.423e-11%
| Summary | Main table | Resource sheets |  |  |  | Summary | Main table | Resource sheets
Conventional oil | 2853393578.1 | 2853393578.0981 | 2853393578.0982 | -0.0012336 | -4.323e-11% | Conventional oil | 7078532086 | 7078532086.4389 | 7078532086.4389 | 0.29259 | 4.134e-09%
Unconventional oil | 320728847.9 | 320728847.9055 | 320728847.9055 | 0.0036677 | 1.144e-09% | Unconventional oil | 1059681033 | 1059681033.0322 | 1059681033.0322 | 0.021453 | 2.025e-09%
Ethanol | 3682531436.5 | 3682531436.5427 | 3682531436.5427 | 0.028478 | 7.733e-10% | Ethanol | 4547189422 | 4547189422.4995 | 4547189422.4995 | 0.33302 | 7.324e-09%
Biodiesel | 494875863.7 | 494875863.7313 | 494875863.7313 | 0.020885 | 4.22e-09% | Biodiesel | 621688756 | 621688755.9161 | 621688755.9161 | -0.055929 | -8.996e-09%
Subbituminous coal | 1139103192.1 | 1139103192.1474 | 1139103192.1474 | 0.031631 | 2.777e-09% | Subbituminous coal | 53594116670 | 53594116670.4718 | 53594116670.4718 | 0.31452 | 5.869e-10%
Bituminous coal | 1700484017.5 | 1700484017.5291 | 1700484017.5291 | 0.019382 | 1.14e-09% | Bituminous coal | 50008063326 | 50008063326.4693 | 50008063326.4693 | 0.31287 | 6.256e-10%
Lignite | 159142193.1 | 159142193.1424 | 159142193.1424 | 0.028299 | 1.778e-08% | Lignite | 6487629334 | 6487629333.542 | 6487629333.542 | -0.30533 | -4.706e-09%
Conventional natural gas | 696124262 | 696124261.5653 | 696124261.5653 | -0.28977 | -4.163e-08% | Conventional natural gas | 9376612861 | 9376612861.4769 | 9376612861.4769 | 0.31796 | 3.391e-09%
Unconventional natural gas | 980869718 | 980869717.8815 | 980869717.8815 | -0.078981 | -8.052e-09% | Unconventional natural gas | 9208311343 | 9208311343.2452 | 9208311343.2452 | 0.16348 | 1.775e-09%
Uranium | 1651674465.6 | 1651674465.6008 | 1651674465.6008 | 0.00055552 | 3.363e-11% | Uranium | 70611847141 | 70611847140.5278 | 70611847140.5278 | -0.31479 | -4.458e-10%
Hydropower | 2346976960 | 2346976960 | 2346976960 | 0 | 0% | Hydropower | 2346976960 | 2346976960 | 2346976960 | 0 | 0%
Wind | 1961874 | 1961874 | 1961874 | 0 | 0% | Wind | 19618740 | 19618740 | 19618740 | 0 | 0%
Solid biomass and RDF | 180074745.1 | 180074745.0809 | 180074745.0809 | -0.012715 | -7.061e-09% | Solid biomass and RDF | 4364800898 | 4364800898.3587 | 4364800898.3587 | 0.23915 | 5.479e-09%
Biogas | 2778556.1 | 2778556.1422 | 2778556.1422 | 0.028138 | 1.013e-06% | Biogas | 103521135 | 103521134.6595 | 103521134.6595 | -0.22699 | -2.193e-07%
Geothermal | 168317795.1 | 168317795.0761 | 168317795.0757 | -0.016044 | -9.532e-09% | Geothermal | 168505329 | 168505328.8921 | 168505328.8917 | -0.072062 | -4.277e-08%
Solar photovoltaic | 169190.6 | 169190.5556 | 169190.5556 | -0.02963 | -1.751e-05% | Solar photovoltaic | 169191 | 169190.5556 | 169190.5556 | -0.2963 | -0.0001751%
Solar thermal | 8230602.8 | 8230602.8163 | 8230602.8163 | 0.010873 | 1.321e-07% | Solar thermal | 13740418 | 13740417.8704 | 13740417.8704 | -0.086416 | -6.289e-07%
Total | 16387437298.2 |  |  |  |  | Total | 219611004644
Actual Sum | 16387437298.2 | 16387437297.8155 | 16387437297.8151 | -0.25646 | -1.565e-09% | Actual Sum | 219611004643 | 219611004643.9561 | 219611004643.9556 | 0.63721 | 2.902e-10%

## Constants
Physical conversion factors
3600 | GJ/GWh
3412 | btu/kWh
1.0559 | GJ/mmbtu
42 | gal/bbl
264.172 | gal/m^3
System efficiencies
Electricity
5.057% |  | estimated electricity T&D loss, % of net generation, 2014 | Table 10, http://www.eia.gov/electricity/state/unitedstates/
10514.3878 | btu/kWh | subbituminous coal | EIA 923, "SUB"
10283.7519 | btu/kWh | bituminous coal | EIA 923, "BIT"
10893.0746 | btu/kWh | lignite coal | EIA 923, "LIG"
7907 | btu/kWh | natural gas | 2014, http://www.eia.gov/electricity/annual/html/epa_08_01.html
10459 | btu/kWh | nuclear | 2014, http://www.eia.gov/electricity/annual/html/epa_08_01.html
10814 | btu/kWh | petroleum | 2014, http://www.eia.gov/electricity/annual/html/epa_08_01.html

## EIA definitions
Fuel codes from EIA form 923
EIA Code | EIA Definition | This Work Classifies
AB | Agricultural By-Products | Solid Biomass and RDF
ANT | Anthracite Coal | n/a
BFG | Blast Furnace Gas | Bituminous Coal
BIT | Bituminous Coal | Bituminous Coal
BLQ | Black Liquor | Solid Biomass and RDF
DFO | Distillate Fuel Oil. Including diesel, No. 1, No. 2, and No. 4 fuel oils. | Oil
GEO | Geothermal | Geothermal
JF | Jet Fuel | Oil
KER | Kerosene | Oil
LFG | Landfill Gas | Biogas
LIG | Lignite Coal | Lignite Coal
MSB | Biogenic Municipal Solid Waste | Solid Biomass and RDF
MSN | Non-biogenic Municipal Solid Waste | Solid Biomass and RDF
MWH | Electricity used for energy storage | n/a
NG | Natural Gas | Natural Gas
NUC | Nuclear. Including Uranium, Plutonium, and Thorium. | Uranium
OBG | Other Biomass Gas. Including digester gas, methane, and other biomass gases. | Biogas
OBL | Other Biomass Liquids | Solid Biomass and RDF
OBS | Other Biomass Solids | Solid Biomass and RDF
OG | Other Gas | Natural Gas
OTH | Other Fuel | See Allocation of "other" fuels
PC | Petroleum Coke | Oil
PG | Gaseous Propane | Oil
PUR | Purchased Steam | See Allocation of "other" fuels
RC | Refined Coal | Bituminous Coal
RFO | Residual Fuel Oil. Including No. 5 & 6 fuel oils and bunker C fuel oil. | Oil
SC | Coal-based Synfuel. Including briquettes, pellets, or extrusions, which are formed by binding materials or processes that recycle materials. | Bituminous Coal
SGC | Coal-Derived Synthesis Gas | Bituminous Coal
SGP | Synthesis Gas from Petroleum Coke | Oil
SLW | Sludge Waste | Solid Biomass and RDF
SUB | Subbituminous Coal | Subbituminous Coal
SUN | Solar | Solar
TDF | Tire-derived Fuels | Solid Biomass and RDF
WAT | Water at a Conventional Hydroelectric Turbine and water used in Wave Buoy Hydrokinetic Technology, current Hydrokinetic Technology, Tidal Hydrokinetic Technology, and Pumping Energy for Reversible (Pumped Storage) Hydroelectric Turbines. | Hydropower
WC | Waste/Other Coal. Including anthracite culm, bituminous gob, fine coal, lignite waste, waste coal. | Bituminous Coal
WDL | Wood Waste Liquids, excluding Black Liquor. Including red liquor, sludge wood, spent sulfite liquor, and other wood-based liquids. | Solid Biomass and RDF
WDS | Wood/Wood Waste Solids. Including paper pellets, railroad ties, utility polies, wood chips, bark, and other wood waste solids. | Solid Biomass and RDF
WH | Waste Heat not directly attributed to a fuel source | See Allocation of "other" fuels
WND | Wind | Wind
WO | Waste/Other Oil. Including crude oil, liquid butane, liquid propane, naphtha, oil waste, re-refined moto oil, sludge oil, tar oil, or other petroleum-based liquid wastes. | Oil
Cooling water source code definitions from EIA form 860
EIA Code | EIA Definition | This Work Classifies
GW | Ground water | Ground water
SW | Surface water | Surface water
PD | Plant discharge | Reuse
OT | Other | Varies by case
Cooling water type code definitions from EIA form 860
EIA Code | EIA Definition | This Work Classifies
FR | Fresh water | Fresh water
BR | Brackish water | Brackish water
SA | Saline water | Saline water
BE | Reclaimed water | Varies by case; usually fresh
OT | Other | Varies by case

## Energy data by fuel cycle
Number of GJ involved in each life cycle stage by fuel: 2014
| Extraction | Processing | Transport | Conversion | Post-conversion | Delivered to consumer
Fuel | GJ | GJ | GJ | GJ | GJ | GJ
US Total | 84196236136.8664 | 43580280085.7826 | 90218811118.1471 | 79157555589.103 | 70542014708.2548 | 71367326667.2521
Conventional oil | 9953275946.6266 |  | 15688687662.2225 | 28094354681.4933 | 25313013568.0255 | 25313013568.0255 | *includes imports; conversion includes processing gain
Unconventional oil | 9273238459.59 |  | 5619829780.1891 | 10063651880.4839 | 9067350344.316 | 9067350344.316 | *domestic only. Imported oil is considered conventional for these purposes. Conversion includes proportional processing gain.
Ethanol | 2085879058.6226 |  |  | 2085879058.6226 | 1286920670.3921 | 1286920670.3921 | *deliveries include imports, extraction GJ applies fuel ethanol feedstock energy density that is about double the ethanol (https://www.eia.gov/totalenergy/data/browser/?tbl=TA3#/?f=A&start=1991, table a3)
Biodiesel | 172309820.0132 |  |  | 172309820.0132 | 214470613.029 | 214470613.029
Subbituminous coal | 8418419975 | 8236000 | 8418419975 | 7831142711.2795 | 2598259786.4472 | 2466859905.1612
Bituminous coal | 12234437476 | 8101040000 | 12234437476 | 9903716807.0928 | 2786193011.9758 | 4190090253.0301 | *met is included in "delivered to consumer" but not "conversion" because no power plant cooling is required; other thermal use is assumed to be all bit based on energy density and is included in conversion because they are largely CHP or industrial heat plants; not included in post-conversion; included as-is in "delivered to consumer" (i.e. no efficiency factor is taken)
Lignite | 738426150 |  | 738426150 | 717709031.3216 | 309703201.577 | 294040809.3353
Conventional natural gas | 18778668898.7991 | 11812271467.7251 | 17997660349.526 | 4870843593.1275 | 11809534465.5529 | 11703239212.7776 | *includes non-electricity uses
Unconventional natural gas | 17798742753.1943 | 11195872418.7517 | 17058489525.9037 | 4616668655.9272 | 11193278241.3987 | 11092529787.3827 | *includes non-electricity uses
Uranium | 1076933172.9856 | 8796955773.2708 | 8796955773.2708 | 8796955773.2708 | 2869797600 | 2724665436.5721
Hydropower | 933721200 | 933721200 | 933721200 | 933721200 | 933721200 | 886500804.459 | **assume electricity is the GJ value throughout: do not apply efficiency factor
Wind | 653958000 | 653958000 | 653958000 | 653958000 | 653958000 | 620885863.0204 | **assume electricity is the GJ value throughout: do not apply efficiency factor
Solid biomass and RDF | 1854537182.195 | 1854537182.195 | 1854537182.195 | 214972376.4706 | 1304142005.5406 | 1293270365.6471
Biogas | 62408043.84 | 62408043.84 | 62408043.84 | 40392000 | 40392000 | 60365328.9304
Geothermal | 57157200 | 57157200 | 57157200 | 57157200 | 57157200 | 54266630.9607 | **assume electricity is the GJ value throughout: do not apply efficiency factor
Solar photovoltaic | 95335200 | 95335200 | 95335200 | 95335200 | 95335200 | 90513883.0448 | **assume electricity is the GJ value throughout: do not apply efficiency factor
Solar thermal | 8787600 | 8787600 | 8787600 | 8787600 | 8787600 | 8343191.1681 | **assume electricity is the GJ value throughout: do not apply efficiency factor
Energy content by life cycle stage by fuel, % of GJ delivered to consumer
| Extraction | Processing | Transport | Conversion | Post-conversion | Delivered to consumer
Fuel | % of delivered | % of delivered | % of delivered | % of delivered | % of delivered | % of delivered
US Total | 118% | 61.06% | 126.4% | 110.9% | 98.84% | 100%
Conventional oil | 39.32% | 0% | 61.98% | 111% | 100% | 100%
Unconventional oil | 102.3% | 0% | 61.98% | 111% | 100% | 100%
Liquid biofuels | 162.1% | 0% | 0% | 162.1% | 100% | 100%
Subbituminous coal | 341.3% | 0.3339% | 341.3% | 317.5% | 105.3% | 100%
Bituminous coal | 292% | 193.3% | 292% | 236.4% | 66.49% | 100%
Lignite | 251.1% | 0% | 251.1% | 244.1% | 105.3% | 100%
Conventional natural gas | 160.5% | 100.9% | 153.8% | 41.62% | 100.9% | 100%
Unconventional natural gas | 160.5% | 100.9% | 153.8% | 41.62% | 100.9% | 100%
Uranium | 39.53% | 322.9% | 322.9% | 322.9% | 105.3% | 100%
Hydropower | 105.3% | 105.3% | 105.3% | 105.3% | 105.3% | 100%
Wind | 105.3% | 105.3% | 105.3% | 105.3% | 105.3% | 100%
Solid and gaseous biomass | 143.4% | 143.4% | 143.4% | 16.62% | 100.8% | 100%
MSW | 103.4% | 103.4% | 103.4% | 66.91% | 66.91% | 100%
Geothermal | 105.3% | 105.3% | 105.3% | 105.3% | 105.3% | 100%
Solar photovoltaic | 105.3% | 105.3% | 105.3% | 105.3% | 105.3% | 100%
Solar thermal | 105.3% | 105.3% | 105.3% | 105.3% | 105.3% | 100%
Multiple consumer product-fuels workspace
| Extraction | Processing | Transport | Conversion | Post-conversion | Delivered to consumer
Oil | GJ | GJ | GJ | GJ | GJ | GJ
Electricity |  |  |  | 556452003.0619 | 175570023.5294 | 175570023.5294
Conventional |  |  |  | 409695404.6028
Unconventional |  |  |  | 146756598.459
Refined products
Conventional
Unconventional
Processing Gain |  |  |  | 2441792798.4089 |  |  | https://www.eia.gov/totalenergy/data/browser/index.php?tbl=T03.01#/?f=A&start=2013&end=2014&charted=6-12-15
Conventional |  |  |  | 1797803373.8684
Unconventional |  |  |  | 643989424.5405
Pipeline Transportation |  |  | 21308517442.4116
Conventional |  |  | 15688687662.2225
Unconventional |  |  | 5619829780.1891
| Extraction | Processing | Transport | Conversion | Post-conversion | Delivered to consumer
Natural gas | GJ | GJ | GJ | GJ | GJ | GJ
Electricity |  |  |  | 9487512249.0547 | 4094016920.9276 | 3886973214.1363 | *includes T&D (electricity) loss
Industrial heat |  |  |  |  | 8905235571.2607 | 8905235571.2607
Residential/commercial heat and vehicles |  |  |  |  | 10003560214.7633 | 10003560214.7633
Total | 36577411651.9935 | 23008143886.4768 | 35056149875.4297 | 9487512249.0547 | 23002812706.9516 | 22795769000.1603
Conventional | 18778668898.7991 | 11812271467.7251 | 17997660349.526 | 4870843593.1275 | 11809534465.5529 | 11703239212.7776 | *just assume all gas is fully mixed at this level. Note that for specific processing stages need to get more specific about which gas this is e.g. bc shale gas has little sulfur
Unconventional | 17798742753.1943 | 11195872418.7517 | 17058489525.9037 | 4616668655.9272 | 11193278241.3987 | 11092529787.3827
Shale | 16276414124.1357
Coalbed | 1522328629.0586
consumption | https://www.eia.gov/dnav/ng/ng_cons_sum_dcu_nus_a.htm
assume that lease and plant fuel are not transported by pipeline
pipeline and distribution use | 700150 | million cubic feet
assume that lease fuel is not processed at processing facilities
plant fuel | 425238 | million cubic feet
lease fuel | 1086905 | million cubic feet
gross withdrawals/production | https://www.eia.gov/dnav/ng/ng_prod_sum_a_EPG0_FGW_mmcf_a.htm | 2017-05-05
total | 31405381 | million cubic feet
shale gas wells | 13974936 | million cubic feet
coalbed wells | 1307072 | million cubic feet
processing | https://www.eia.gov/dnav/ng/ng_prod_pp_a_EPG0_ygp_mmcf_a.htm | 2017-05-05
natural gas processed | 19754802 | million cubic feet
transmission | assume all dry production is shipped in transmission lines, imports and exports exit and enter from transmission and both count towards GJ moved
gas transmitted = dry production + net imports
dry production | 25889605 | million cubic feet | https://www.eia.gov/dnav/ng/ng_prod_sum_a_EPG0_FPD_mmcf_a.htm
imports | 2695378 | million cubic feet | https://www.eia.gov/dnav/ng/ng_move_state_a_EPG0_IM0_Mmcf_a.htm
exports | 1514242 | million cubic feet | https://www.eia.gov/dnav/ng/ng_move_state_a_EPG0_EEX_Mmcf_a.htm
total | 30099225 | million cubic feet
salt dome 2014 | 488697.833 | million cubic feet working capacity | https://www.eia.gov/cfapps/ngqs/ngqs.cfm?f_report=RP7&f_sortby=ACI&f_items=&f_year_start=2014&f_year_end=2014&f_show_compid=Name&f_fullscreen=
| Extraction | Processing | Transport | Conversion | Post-conversion | Delivered to consumer
Coal | GJ | GJ | GJ | GJ | GJ | GJ
Electricity (Thermal coal) |  |  |  | 17258307206.3155
Steel making (Met coal) | [5 empty] | 536221744.3979
Other thermal use |  |  |  | 1008579586.7413
https://www.eia.gov/coal/production/quarterly/pdf/t32p01p1.pdf | 2017-05-06 |  |  | https://www.eia.gov/coal/production/quarterly/pdf/0121154q.pdf | 2017-05-06
coke plants (met coal) | 21.297 | million short tons | Table 32 | 11923 | avg btu/lb received at mfg and coke plants, US 2014 | Table 43
electric power sector (thermal coal) | 851.602 | million short tons | Table 32 | 9596.6814 | avg btu/lb |  | fuel consumption for electricity | 16345106127 | mmbtu | source: EIA 923/860 generation and fuel data, 2014
other thermal use | 44.833 | million short tons | Table 32 | 10653 | avg btu/lb received at commercial and institutional users, US 2014 | Table 44 | *assume this is all bit based on heat rate and also the amount of coal implied to have been consumed by rank in 923 vs production from quarterly coal report |  |  | filtered: BIT, LIG, SC, SUB, WC (incl. synthetic and waste coal, SC and WC)
filtered: electric utility, NAICS-22 cogen, NAICS-22 non-cogen (sector name), per definitions in https://www.eia.gov/coal/production/quarterly/pdf/t32p01p1.pdf
as a check: EIA 923/860 net gen (MWh) | [9 empty] | other plants are captured in "other thermal use"
1578998442.637 | MWh | 2711557.363 | MWh difference with value on Energy-based allocation data page | 0.1717% | higher in the master file: likely due to rounding
https://www.eia.gov/coal/production/quarterly/pdf/tes3p01p1.pdf
coal receipts at coal refining plants | 38.9 | million short tons | Table ES-3
Electricity | http://www.eia.gov/electricity/data/browser/#/topic/0?agg=2,0,1&fuel=vtvo&geo=g&sec=g&linechart=ELEC.GEN.ALL-US-99.A~ELEC.GEN.COW-US-99.A~ELEC.GEN.NG-US-99.A~ELEC.GEN.NUC-US-99.A~ELEC.GEN.HYC-US-99.A~ELEC.GEN.WND-US-99.A&columnchart=ELEC.GEN.ALL-US-99.A~ELEC.GEN.COW-US-99.A~ELEC.GEN.NG-US-99.A~ELEC.GEN.NUC-US-99.A~ELEC.GEN.HYC-US-99.A~ELEC.GEN.WND-US-99.A&map=ELEC.GEN.ALL-US-99.A&freq=A&start=2013&end=2014&ctype=linechart&ltype=pin&rtype=s&pin=&rse=0&maptype=0
Fuel | 2014 Net Generation (GWh) | 2014 Net Generation (GJ)
Coal | 1581710 | 5694156000
Natural gas | 1126609 | 4055792400 | ***be really careful about including other uses of natural gas in the final GJ value
Uranium | 797166 | 2869797600
Hydropower | 259367 | 933721200
Wind | 181655 | 653958000
Solid biomass and RDF | 59714.549 | 214972376.4706 | http://www.eia.gov/electricity/annual/html/epa_03_01_b.html | note this does not include sub-utility scale facilities
Biogas | 11220 | 40392000 | http://www.eia.gov/electricity/annual/html/epa_03_01_b.html
Geothermal | 15877 | 57157200
Solar photovoltaic | 26482 | 95335200 | http://www.eia.gov/electricity/annual/html/epa_03_01_b.html
Solar thermal | 2441 | 8787600 | http://www.eia.gov/electricity/annual/html/epa_03_01_b.html
Petroleum (incl "other gases" and non-MSW other nonrenewable) | 48769.451 | 175570023.5294
Pumped storage | -6174 | -22226400
Total | 4104837 | 14777413200
Check | -11231 | http://www.eia.gov/electricity/data/browser/ | NOTE this is utility-scale facilities only, though all sectors.
| -0.2736% | difference between EIA sum and my sum
Liquid Fuels
Fuel | 2014 Production (GJ) | 2014 Delivered to Consumer (GJ) | Mmbbl | Energy content (GJ/bbl)
Oil | 19225824811.1844 | 17322468154.8771 | 3178.306 | 6.0491 | http://www.eia.gov/beta/MER/index.cfm?tbl=TA3#/?f=A&start=1991 | 31.77 | 2014 weighted API gravity:, 2015 is 31.68 http://www.eia.gov/dnav/pet/pet_pnp_crq_dcu_nus_a.htm | OPGEE: for 31.77 API gravity, HHV is 6.149 (linear extrapolation): why the difference? likely the crude way dn include liquids. 6.151 est. for the 2015 gravity via OPGEE, which dn match EIA published value for 2015
crude into a refinery | 35159761760.5064 | 31678945346.2163 | 5678.855 | 6.1913 | http://www.eia.gov/beta/MER/index.cfm?tbl=TA2#/?f=A | ignore the exports here: assume imports = total - production
Ethanol | 1286920670.3921 | 1286920670.3921 | 342.559 | 3.7568 | http://www.eia.gov/beta/MER/index.cfm?tbl=TA3#/?f=A&start=1991
Biodiesel | 214470613.029 | 214470613.029 | 37.903 | 5.6584 | http://www.eia.gov/totalenergy/data/monthly/pdf/sec13.pdf
mmbtu/short ton
Gross fuel extraction | [7 empty] | 2014: http://www.eia.gov/beta/MER/index.cfm?tbl=TA5#/?f=A | lb so2/mmbtu
Fuel | GJ | As egy% of main fuel type (pre-exports) | GJ not exported | Export-adjusted implied gen or output, GJ |  | Million short tons | Million short tons not exported | Energy content | Sulfur content | Ash content
Coal | 19195052883.6
Northern Great Plains | 8418419975 | 38.69%
Appalachia | 7508224000 | 34.51%
Illinois | 3010566568 | 13.84%
Gulf Coast | 738426150 | 3.394%
Rocky Mountain Region | 1715646908 | 7.885%
Waste coal | 133265576.18 | 0.6125% | 133265576.18 | 2064680379.9772 |  | 11 | 11 | 11.474
Imports | 234265876.9 | 1.077% | 234265876.9 | 3629475620.0228 |  | 10 | 10 | 22.187
Exports | -2563762170.48 |  |  |  |  | -97 |  | 25.032 |  |  | **assigning exports: http://www.eia.gov/coal/annual/pdf/table8.pdf
Natural gas | 36577411651.9935 |  |  |  | million cubic feet, gross withdrawal |  |  | Energy content | 1103.0583 | btu/cf | based on http://www.eia.gov/beta/MER/index.cfm?tbl=TA4#/?f=A&start=200001, number for production required to make the marketed (clean) gas number correct (see c57-64) | consumer heat content | 1032 | 2014: http://www.eia.gov/beta/MER/index.cfm?tbl=TA4#/?f=A&start=200001
from shale gas wells | 16276414124.1357 |  |  |  | 13974936 | http://www.eia.gov/dnav/ng/ng_prod_sum_a_EPG0_FGS_mmcf_a.htm | 2017-05-05
from coalbed methane wells | 1522328629.0586 |  |  |  | 1307072 | http://www.eia.gov/dnav/ng/ng_prod_sum_a_EPG0_FGC_mmcf_a.htm | 2017-05-05
Unconventional | 17798742753.1943 | 48.66%
from gas wells | 11790604530.835 |  |  |  | 10123418 | http://www.eia.gov/dnav/ng/ng_prod_sum_a_EPG0_FGG_mmcf_a.htm | 2017-05-05
from oil wells | 6988064367.9641 |  |  |  | 5999955 | http://www.eia.gov/dnav/ng/ng_prod_sum_a_EPG0_FGO_mmcf_a.htm | 2017-05-05
Conventional | 18778668898.7991 | 51.34%
Oil | 19226514406.2166
Unconventional | 9273238459.59 | 48.23%
Conventional | 9953275946.6266 | 51.77%
Fuel consumed during processing
Fuel | GJ
Natural gas |  |  |  |  | mmcf |  |  | https://www.eia.gov/tools/glossary/?id=natural%20gas | <- which ngas volumes should be removed from gross withd to get marketed values
used for repressuring | 3833088039.6315 |  |  |  | 3291091 | https://www.eia.gov/dnav/ng/ng_prod_sum_a_EPG0_VGQ_mmcf_a.htm | 2017-05-05 | assume heat value | 1103.0583
vented and flared | 342319888.5283 |  |  |  | 293916 | https://www.eia.gov/dnav/ng/ng_prod_sum_a_EPG0_VGQ_mmcf_a.htm | 2017-05-05 | assume heat value | 1103.0583
nonhydrocarbon gases removed | 0 |  |  |  | 322620 | https://www.eia.gov/dnav/ng/ng_prod_sum_a_EPG0_VGQ_mmcf_a.htm | 2017-05-05 | <-assume this has no GJ value: water, co2, He, H2S, N2 | https://www.eia.gov/tools/glossary/?id=natural%20gas
Marketed fuel
Fuel | GJ |  |  |  | mmcf
Natural gas | 32402003723.8337 |  |  |  | 27497754 | https://www.eia.gov/dnav/ng/ng_prod_sum_a_EPG0_VGM_mmcf_a.htm | 2017-05-05 | 1116 | btu/cf | http://www.eia.gov/beta/MER/index.cfm?tbl=TA4#/?f=A&start=200001
check: | 0
missing: | 0% |  |  |  | 0
| imports at |  | btu/cf |  | mmcf, 2014 | http://www.eia.gov/dnav/ng/ng_move_impc_s1_a.htm | http://www.eia.gov/beta/MER/index.cfm?tbl=TA4#/?f=A&start=200001
| exports at |  | btu/cf |  | mmcf, 2014 | http://www.eia.gov/dnav/ng/ng_move_expc_s1_a.htm | http://www.eia.gov/beta/MER/index.cfm?tbl=TA4#/?f=A&start=200001
| production at | 1103.0583 | btu/cf | 31405381 | mmcf, 2014
| production less nonHC gases | 1114.5073 |  | 31082761
| marketed at | 1116 | btu/cf | 27497754 | mmcf, 2014 |  | http://www.eia.gov/beta/MER/index.cfm?tbl=TA4#/?f=A&start=200001
Coal breakdown of MWh generated (EIA 923) | MWh | % of coal electricity
Bituminous | 767444620.048 | 48.93%
Subbituminous | 715679239.028 | 45.63%
Lignite | 85306385.753 | 5.439%
Total | 1568430244.829
As GJ | 5646348881.3844
Match? | 99.16%
| Est. primary energy | 2014 recorded primary energy | % of discrepancy | estimate % of record | Source of 2014 records
GJ | 103137792735.6624 | 103744460856.7208 |  | 99.42%
quads | 97.754 | 98.329 |  |  | https://www.eia.gov/totalenergy/data/browser/?tbl=T01.01#/?f=A&start=1949&end=2016&charted=4-6-7-14
Fossil GJ | 85006883146.7499 | 84659210803.9671 | -57.31% | 100.4% | https://www.eia.gov/totalenergy/data/browser/?tbl=T01.01#/?f=A&start=1949&end=2016&charted=4-6-7-14
Nuclear GJ | 8796955773.2708 | 8796749314.2013 | -0.03403% | 100% | https://www.eia.gov/totalenergy/data/browser/?tbl=T01.01#/?f=A&start=1949&end=2016&charted=4-6-7-14
Renewable GJ | 11504608563.5905 | 10097084828.0228 | -232% | 113.9% | https://www.eia.gov/totalenergy/data/browser/?tbl=T01.01#/?f=A&start=1949&end=2016&charted=4-6-7-14
Production GJ | 93017502582.4256 | 92421150031.6523 |  | 100.6% | https://www.eia.gov/totalenergy/data/browser/?tbl=T01.01#/?f=A&start=1949&end=2016&charted=4-6-7-14
Renewable GJ | 12303566951.821 | 10097084828.0228 |  | 121.9% | **quads consumed** | **quads-->GJ**
Biofuels | 2085879058.6226 | 2219256172.1882 |  | 93.99% | 2.1034 | 1055074910.3186
Other biomass | 2373337948.1093 | 2909668706.4782 |  | 81.57% | 2.7578 | 1055074910.3186
Hydro | 2602487869.871 | 2602423507.069 |  | 100% | 2.4666 | 1055074910.3186
Geothermal | 159309780.7737 | 226303017.5142 |  | 70.4% | 0.21449 | 1055074910.3186
Solar | 290213314.1852 | 355341844.2709 |  | 81.67% | 0.33679 | 1055074910.3186
Wind | 1822725844.0797 | 1822686220.7217 |  | 100% | 1.7275 | 1055074910.3186
*note: EIA uses 9510 btu/kWh as the heat rate for renewable electricity
*remaining discrepancy is likely:
*solar thermal for heat
*geothermal for heat
*biomass for heat
-->since none of these have water impacts, neglect them
Note on E2: Emily Grubert: GJ measured primary energy (e.g. before power conversion losses)
Note on E5: Emily Grubert: unconv is correct: subtracting out domestically produced unconv resource
Note on B7: Emily Grubert: https://www.eia.gov/dnav/pet/pet_sum_snd_a_EPOORXFE_mbbl_a_cur-2.htm petroleum and other liquids supply and disposition for 2014, no imports https://www.eia.gov/totalenergy/data/browser/?tbl=TA3#/?f=A&start=1991 fuel ethanol feedstock: 5.797 mmbtu/bbl vs 3.558 for the ethanol itself
Note on B17: Emily Grubert: some of this is heat
Note on A62: Emily Grubert: does not include distribution system losses
Note on A63: Emily Grubert: does not include distribution system losses
Note on A64: Emily Grubert: includes distribution system losses
Note on A104: Emily Grubert: *CHP and small electricity-only plants. Treat them as power plants for water purposes.
Note on B119: Emily Grubert: 42340 wood and wood-derived, 3202 other waste biomass; MSW/RDF: biogenic only: 7228. assumes 51%/49% energy basis split biogenic/nonbiogenic http://www.eia.gov/electricity/annual/pdf/tech_notes.pdf
Note on B120: Emily Grubert: landfill gas
Note on B122: Emily Grubert: 15250 at utility scale, 26482 total
Note on B124: Emily Grubert: petroleum liquids, petroleum coke, "other gases" + last 6944 is based on the portion of the 13461 "other" that is not allocated to nonbiogenic MSW on the basis of 51% biogenic/ 49% nonbiogenic used in 2011-2013 by EIA. these 6944 GWh are derived from tire-derived fuels (petroleum), hydrogen (likely ngas derived at refineries), purchased steam, batteries, etc. See http://www.eia.gov/electricity/annual/html/epa_03_01_a.html
Note on B128: Emily Grubert: this difference is 0 when the estimated distributed solar (11233 GWh) is excluded
Note on C130: Emily Grubert: dn include processing gain: the "energy data by fuel cycle" numbers do
Note on C131: Microsoft Office User: based on Wang 2008, overall energy efficiency (includes energy in non-energy products like asphalt). Do that instead of using refiner report bc of the challenge of correlating all products, removing ethanol volumes, finding GJ values for each type of liquid fuel, etc.
Note on D131: Emily Grubert: crude, natively in bbl. http://www.eia.gov/dnav/pet/pet_crd_crpdn_adc_mbbl_a.htm
Note on E131: Emily Grubert: based on 2015 energy content of US crude production (Table A2): through 2014, just assumed at 5.8 mmbtu/bbl based on a 1950 estimate; http://www.eia.gov/totalenergy/data/monthly/pdf/sec13.pdf for numbers and method details
Note on B132: Emily Grubert: input: year 2014 crude oil inputs, https://www.eia.gov/dnav/pet/pet_pnp_wiup_dcu_nus_w.htm
Note on D132: Emily Grubert: input: year 2014 crude oil inputs, https://www.eia.gov/dnav/pet/pet_pnp_wiup_dcu_nus_w.htm
Note on E132: Emily Grubert: 6.035 mmbtu/bbl for imported crude oil: http://www.eia.gov/beta/MER/index.cfm?tbl=TA2#/?f=A
Note on C133: Microsoft Office User: ethanol and biodiesel are listed as the product fuel, not crude input
Note on D133: Emily Grubert: ethanol (post-refining), natively in barrels. https://www.eia.gov/dnav/pet/pet_sum_snd_a_EPOOXE_mbbl_a_cur-2.htm annual 2014. include imports here. Looking at supply only
Note on D134: Emily Grubert: biodiesel (post-refining), natively in bbl. Include imports. http://www.eia.gov/biofuels/biodiesel/production/. download excel sheet and sum
Note on G137: Emily Grubert: AEO 2015: not clear whether 2014 data is actual or not. Quarterly coal report was stopped between 2Q 2014 and 1Q 20165.http://www.eia.gov/oiaf/aeo/tablebrowser/#release=AEO2015&subject=0-AEO2015&table=15-AEO2015&region=0-0&cases=ref2015-d021915a
Note on I138: Emily Grubert: produced
Note on J139: Emily Grubert: est
Note on I141: Emily Grubert: these are based on the coal news and markets estimates for a "high" heat content coal in each region, then adjusted downard to get the average right
Note on G146: Emily Grubert: 56764 from App, 10264 from Int, 6255 from West (kst), other 23973 from "other exports" e.g. coal brokers, traders, terminals
Note on J147: Emily Grubert: make this estimate so that the total energy flows are correct: accounts for fact that production is different from marketed gas by the amount of nonHC gases
Note on K147: Emily Grubert: marketed production. not dry production.
Note on F149: Emily Grubert: 419132 from CO, 311842 from NM, 261863 from WY (~half what it was in 2011)
Note on F151: Emily Grubert: includes about 1 million offshore: 879,737 Mmcf
Note on B155: Emily Grubert: https://www.eia.gov/tools/faqs/faq.cfm?id=847&t=6: 4.2 mmbbl/d tight oil / shale oil in 2014, 6.1 GJ/bbl
Note on B156: Emily Grubert: remainder after 4.2 mmbbl/d unconv, https://www.eia.gov/dnav/pet/pet_crd_crpdn_adc_mbbl_a.htm
Note on J167: Emily Grubert: marketed production. not dry production.
Note on C174: Emily Grubert: set this to make the weighted average come out to marketed value assuming energy content of flared/repressure gas is same: basically what is egy content of all gas incl the nonHCs
Note on B185: remainder is probably waste coal or similar
Note on B198: Emily Grubert: some of this is heat

## Sankey conversion input
Note: this sheet interacts with the allocation sheet to break down data at the fuel level into subcategory level estimates for unconventional resources.
All values refer to the Conversion life cycle stage
United States Total (2014)
Total Associated Water Volume (m^3) |  |  | Conversion
|  |  | Withdrawal | Consumption
| Water Source | Water Quality | 204859406847.0092 | 5526703619.6288
| Surface | Freshwater | 167704394612.7939 | 4092612840.0939
| Surface | Brackish Water | 14013850131.8692 | 176377385.176
| Surface | Saline | 20496920090.5757 | 183252404.3542
| Surface | Not RO Treatable | 0 | 0
| Ground | Freshwater | 991439654.8853 | 781945230.3865
| Ground | Brackish Water | 5174769.6405 | 4634536.3447
| Ground | Saline | 7033848.9704 | 6167062.6384
| Ground | Not RO Treatable | 0 | 0
| Reuse | Freshwater | 1250638060.212 | 252988739.8081
| Reuse | Brackish Water | 154314084.3074 | 13808099.3737
| Reuse | Saline | 235641593.7546 | 14917321.4533
| Reuse | Not RO Treatable | 0 | 0
|  |  | Oil |  | Oil-fired Electricity |  | Oil Refining |  | Allocated from "WH," "OTH," "PUR"
Total Associated Water Volume (m^3) | Water Source | Water Quality | Withdrawal | Consumption | Withdrawal | Consumption | Withdrawal | Consumption | Withdrawal | Consumption
| Surface | Freshwater | 1862884446.9026 | 342433821.2944 | 1297182810.5305 | 23938328.0091 | 469971059.2645 | 316306364.6061 | 95730577.1076 | 2189128.6792
| Surface | Brackish Water | 133434540.1036 | 1365226.8771 | 133434540.1036 | 1365226.8771 | 0 | 0 | 0 | 0
| Surface | Saline | 1074860138.4462 | 6092363.1521 | 1067488147.3419 | 5358084.3487 | 7334130.1383 | 733413.0138 | 37860.9659 | 865.7895
| Surface | Not RO Treatable | 0 | 0 | 0 | 0 | 0 | 0 | 0 | 0
| Ground | Freshwater | 196139542.6929 | 125200657.5952 | 2724208.1255 | 1949114.1378 | 182766523.0473 | 123008030.6801 | 10648811.5201 | 243512.7772
| Ground | Brackish Water | 31526.4898 | 21644.1831 | 31526.4898 | 21644.1831 | 0 | 0 | 0 | 0
| Ground | Saline | 249.0812 | 221.839 | 249.0812 | 221.839 | 0 | 0 | 0 | 0
| Ground | Not RO Treatable | 0 | 0 | 0 | 0 | 0 | 0 | 0 | 0
| Reuse | Freshwater | 2245385.8658 | 477296.3507 | 2245385.8658 | 477296.3507 | 0 | 0 | 0 | 0
| Reuse | Brackish Water | 230546.2168 | 25592.4086 | 230546.2168 | 25592.4086 | 0 | 0 | 0 | 0
| Reuse | Saline | 1843954.9285 | 98878.6669 | 1843954.9285 | 98878.6669 | 0 | 0 | 0 | 0
| Reuse | Not RO Treatable | 0 | 0 | 0 | 0 | 0 | 0 | 0 | 0
|  |  | Subbituminous Coal |  | Power plant |  |  |  | Allocated from "WH," "OTH," "PUR"
Total Associated Water Volume (m^3) | Water Source | Water Quality | Withdrawal | Consumption | Withdrawal | Consumption |  |  | Withdrawal | Consumption
| Surface | Freshwater | 52765731897.6554 | 842641586.725 | 52765731897.6554 | 842641586.725 |  |  | 0 | 0
| Surface | Brackish Water | 218998148.595 | 1216875.3605 | 218998148.595 | 1216875.3605 |  |  | 0 | 0
| Surface | Saline | 6396218.3474 | 104161.2534 | 6396218.3474 | 104161.2534 |  |  | 0 | 0
| Surface | Not RO Treatable | 0 | 0 | 0 | 0 |  |  | 0 | 0
| Ground | Freshwater | 271353554.308 | 258999441.8693 | 268729236.0578 | 258939430.0056 |  |  | 2624318.2502 | 60011.8637
| Ground | Brackish Water | 0 | 0 | 0 | 0 |  |  | 0 | 0
| Ground | Saline | 0 | 0 | 0 | 0 |  |  | 0 | 0
| Ground | Not RO Treatable | 0 | 0 | 0 | 0 |  |  | 0 | 0
| Reuse | Freshwater | 320982578.7546 | 27653153.6969 | 320982578.7546 | 27653153.6969 |  |  | 0 | 0
| Reuse | Brackish Water | 1325451.2062 | 30547.4049 | 1325451.2062 | 30547.4049 |  |  | 0 | 0
| Reuse | Saline | 38712.0867 | 2614.7756 | 38712.0867 | 2614.7756 |  |  | 0 | 0
| Reuse | Not RO Treatable | 0 | 0 | 0 | 0 |  |  | 0 | 0
|  |  | Bituminous Coal |  | Power plant |  |  |  | Allocated from "WH," "OTH," "PUR"
Total Associated Water Volume (m^3) | Water Source | Water Quality | Withdrawal | Consumption | Withdrawal | Consumption |  |  | Withdrawal | Consumption
| Surface | Freshwater | 43312329001.4713 | 953766980.3675 | 43309900711.3639 | 953711451.1972 |  |  | 2428290.1074 | 55529.1703
| Surface | Brackish Water | 2885368545.285 | 38162780.2866 | 2885368545.285 | 38162780.2866 |  |  | 0 | 0
| Surface | Saline | 2407606318.386 | 24559347.3056 | 2384362081.4078 | 24027807.3595 |  |  | 23244236.9782 | 531539.9461
| Surface | Not RO Treatable | 0 | 0 | 0 | 0 |  |  | 0 | 0
| Ground | Freshwater | 69661510.6482 | 52071461.8809 | 56822960.0504 | 51777875.0233 |  |  | 12838550.5978 | 293586.8576
| Ground | Brackish Water | 3883752.9322 | 3528169.6565 | 3883752.9322 | 3528169.6565 |  |  | 0 | 0
| Ground | Saline | 0 | 0 | 0 | 0 |  |  | 0 | 0
| Ground | Not RO Treatable | 0 | 0 | 0 | 0 |  |  | 0 | 0
| Reuse | Freshwater | 21846291.1828 | 8295365.9365 | 21846291.1828 | 8295365.9365 |  |  | 0 | 0
| Reuse | Brackish Water | 1455481.1077 | 343953.6124 | 1455481.1077 | 343953.6124 |  |  | 0 | 0
| Reuse | Saline | 1201139.1202 | 198231.2984 | 1201139.1202 | 198231.2984 |  |  | 0 | 0
| Reuse | Not RO Treatable | 0 | 0 | 0 | 0 |  |  | 0 | 0
Lignite Coal
Total Associated Water Volume (m^3) | Water Source | Water Quality | Withdrawal | Consumption
| Surface | Freshwater | 6439894528.1297 | 112838651.4079
| Surface | Brackish Water | 0 | 0
| Surface | Saline | 0 | 0
| Surface | Not RO Treatable | 0 | 0
| Ground | Freshwater | 9428358.5359 | 8486310.639
| Ground | Brackish Water | 0 | 0
| Ground | Saline | 5023128.1617 | 4538085.9415
| Ground | Not RO Treatable | 0 | 0
| Reuse | Freshwater | 63787.8197 | 55593.6508
| Reuse | Brackish Water | 0 | 0
| Reuse | Saline | 49.6819 | 2079.4465
| Reuse | Not RO Treatable | 0 | 0
|  |  | Natural Gas |  | Power plant |  |  |  | Allocated from "WH," "OTH," "PUR"
Total Associated Water Volume (m^3) | Water Source | Water Quality | Withdrawal | Consumption | Withdrawal | Consumption |  |  | Withdrawal | Consumption
| Surface | Freshwater | 8338334382.1985 | 484329590.6354 | 8211710286.661 | 481434001.2908 |  |  | 126624095.5374 | 2895589.3445
| Surface | Brackish Water | 4072847097.4467 | 39364647.3065 | 4072847097.4467 | 39364647.3065 |  |  | 0 | 0
| Surface | Saline | 4775815709.7497 | 35503602.5589 | 4774566570.9897 | 35475037.7516 |  |  | 1249138.76 | 28564.8073
| Surface | Not RO Treatable | 0 | 0 | 0 | 0 |  |  | 0 | 0
| Ground | Freshwater | 337210924.0867 | 265710964.3111 | 295429654.8848 | 264755526.9009 |  |  | 41781269.2019 | 955437.4101
| Ground | Brackish Water | 884605.3662 | 719092.6429 | 884605.3662 | 719092.6429 |  |  | 0 | 0
| Ground | Saline | 2010471.7275 | 1628754.858 | 2010471.7275 | 1628754.858 |  |  | 0 | 0
| Ground | Not RO Treatable | 0 | 0 | 0 | 0 |  |  | 0 | 0
| Reuse | Freshwater | 158615706.5728 | 107842593.5082 | 140291840.9428 | 107423570.6528 |  |  | 18323865.63 | 419022.8554
| Reuse | Brackish Water | 65339146.6734 | 5667958.725 | 65339146.6734 | 5667958.725 |  |  | 0 | 0
| Reuse | Saline | 76080920.5274 | 5211883.1508 | 76080920.5274 | 5211883.1508 |  |  | 0 | 0
| Reuse | Not RO Treatable | 0 | 0 | 0 | 0 |  |  | 0 | 0
Uranium
Total Associated Water Volume (m^3) | Water Source | Water Quality | Withdrawal | Consumption
| Surface | Freshwater | 50837428804.4227 | 1265487227.8093
| Surface | Brackish Water | 6649841490.8994 | 95946335.2449
| Surface | Saline | 12168622046.0571 | 116560451.9116
| Surface | Not RO Treatable | 0 | 0
| Ground | Freshwater | 47932569.346 | 32330037.4042
| Ground | Brackish Water | 0 | 0
| Ground | Saline | 0 | 0
| Ground | Not RO Treatable | 0 | 0
| Reuse | Freshwater | 647867802.4234 | 104519801.2062
| Reuse | Brackish Water | 84665178.2922 | 7727044.5964
| Reuse | Saline | 154929791.4108 | 9387203.876
| Reuse | Not RO Treatable | 0 | 0
|  |  | Solid Biomass and RDF |  | Power plant |  |  |  | Allocated from "WH," "OTH," "PUR"
Total Associated Water Volume (m^3) | Water Source | Water Quality | Withdrawal | Consumption | Withdrawal | Consumption |  |  | Withdrawal | Consumption
| Surface | Freshwater | 4031722534.1417 | 80662172.8141 | 4020407684.9231 | 80403429.3522 |  |  | 11314849.2185 | 258743.4618
| Surface | Brackish Water | 53360309.5394 | 321520.1004 | 53360309.5394 | 321520.1004 |  |  | 0 | 0
| Surface | Saline | 63619659.5893 | 432478.1727 | 63619659.5893 | 432478.1727 |  |  | 0 | 0
| Surface | Not RO Treatable | 0 | 0 | 0 | 0 |  |  | 0 | 0
| Ground | Freshwater | 41136102.0588 | 21169101.1535 | 30167612.9339 | 20918278.1162 |  |  | 10968489.125 | 250823.0373
| Ground | Brackish Water | 29991.1428 | 20736.1528 | 29991.1428 | 20736.1528 |  |  | 0 | 0
| Ground | Saline | 0 | 0 | 0 | 0 |  |  | 0 | 0
| Ground | Not RO Treatable | 0 | 0 | 0 | 0 |  |  | 0 | 0
| Reuse | Freshwater | 98496995.0763 | 3849303.822 | 98496995.0763 | 3849303.822 |  |  | 0 | 0
| Reuse | Brackish Water | 1298280.8112 | 13002.6263 | 1298280.8112 | 13002.6263 |  |  | 0 | 0
| Reuse | Saline | 1547025.9992 | 16430.2391 | 1547025.9992 | 16430.2391 |  |  | 0 | 0
| Reuse | Not RO Treatable | 0 | 0 | 0 | 0 |  |  | 0 | 0
Biogas
Total Associated Water Volume (m^3) | Water Source | Water Quality | Withdrawal | Consumption
| Surface | Freshwater | 102179700.9354 | 2056086.457
| Surface | Brackish Water | 0 | 0
| Surface | Saline | 0 | 0
| Surface | Not RO Treatable | 0 | 0
| Ground | Freshwater | 821921.2074 | 426838.0484
| Ground | Brackish Water | 0 | 0
| Ground | Saline | 0 | 0
| Ground | Not RO Treatable | 0 | 0
| Reuse | Freshwater | 519512.5167 | 295631.6369
| Reuse | Brackish Water | 0 | 0
| Reuse | Saline | 0 | 0
| Reuse | Not RO Treatable | 0 | 0
|  |  | Geothermal |  | Power plant |  | Direct Use
Total Associated Water Volume (m^3) | Water Source | Water Quality | Withdrawal | Consumption | Withdrawal | Consumption | Withdrawal | Consumption
| Surface | Freshwater | 6226216.2787 | 6226216.2787 | 6226216.2787 | 6226216.2787 | 0 | 0
| Surface | Brackish Water | 0 | 0 | 0 | 0 | 0 | 0
| Surface | Saline | 0 | 0 | 0 | 0 | 0 | 0
| Surface | Not RO Treatable | 0 | 0 | 0 | 0 | 0 | 0
| Ground | Freshwater | 12059153.1971 | 11871619.3812 | 11871619.3812 | 11871619.3812 | 187533.816 | 0
| Ground | Brackish Water | 139347.3016 | 139347.3016 | 139347.3016 | 139347.3016 | 0 | 0
| Ground | Saline | 0 | 0 | 0 | 0 | 0 | 0
| Ground | Not RO Treatable | 0 | 0 | 0 | 0 | 0 | 0
| Reuse | Freshwater | 0 | 0 | 0 | 0 | 0 | 0
| Reuse | Brackish Water | 0 | 0 | 0 | 0 | 0 | 0
| Reuse | Saline | 0 | 0 | 0 | 0 | 0 | 0
| Reuse | Not RO Treatable | 0 | 0 | 0 | 0 | 0 | 0
Solar Thermal
Total Associated Water Volume (m^3) | Water Source | Water Quality | Withdrawal | Consumption
| Surface | Freshwater | 7663100.6581 | 2170506.3048
| Surface | Brackish Water | 0 | 0
| Surface | Saline | 0 | 0
| Surface | Not RO Treatable | 0 | 0
| Ground | Freshwater | 5696018.8045 | 5678798.1037
| Ground | Brackish Water | 205546.4078 | 205546.4078
| Ground | Saline | 0 | 0
| Ground | Not RO Treatable | 0 | 0
| Reuse | Freshwater | 0 | 0
| Reuse | Brackish Water | 0 | 0
| Reuse | Saline | 0 | 0
| Reuse | Not RO Treatable | 0 | 0

## Allocation of "other" fuels
U.S. Department of Energy, The Energy Information Administration (EIA)
EIA-923 Monthly Generation and Fuel Consumption Time Series File, 2014 Final Release
Sources: EIA-923 and EIA-860 Reports
Notes: | EIA 923/860 reports fuel types as "OTH" (other) or "WH" (waste heat) in some cases, accounting for an estimated 0.2% of power plant withdrawals. This worksheet allocates those withdrawals to fuels. "PUR" (purchased) fuels have the highest uncertainty given the lack of obvious link between consumer and source.
Note that only one plant reporting purchased fuel is assigned to natural gas: the others are allocated to solid biomass, oil, and bituminous coal based on subjective evaluation of likely available fuels from neighboring facilities. The reason only one plant is assigned to natural gas is because that plant reports a combined cycle
prime mover, indicating gas. Steam cycles are assumed to be not gas for the purposes of the "PUR" code.
Note also that since water allocation is done very approximately, no effort to account for, e.g., differential plant efficiency is made. The allocation is made purely on MWh proportional bases.
Plant ID | Plant Name | Reported Fuel Type Code | Grubert fuel classification based on web searches for the plant name | 2014 MWh net generation | Sanders water source classification | Sanders water quality classification
1745 | Trenton Channel | OTH | Natural gas | 526.843 | SW | FR
50481 | Tennessee Eastman Operations | OTH | Natural gas | 634.171 | SW | FR
57842 | Wabash Valley Power IGCC | OTH | Bituminous coal | 29091.533 | SW | FR
10208 | Escanaba Mill | OTH | Solid Biomass | 15389.771 | SW | FR
55419 | Plaquemine Cogeneration Plant | OTH | Natural gas | 1817.624 | SW | FR
50304 | Shell Deer Park | PUR | Oil | 99944 | SW | FR
56163 | Kennecott Power Plant | WH | Natural gas | 114404 | GW | FR
6504 | Dominguez Plant | OTH | Oil | 111.102 | None | None
52006 | LaO Energy Systems | OTH | Oil | 102.7305 | SW | FR
52006 | LaO Energy Systems | OTH | Oil | 102.7305 | SW | FR
4195 | Phillips 66 Carbon Plant | WH | Oil | 91160 | SW | FR
55066 | Poet Biorefining Lake Crystal | WH | Oil | 6402 | SW | FR
54758 | Simplot Leasing Don Plant | OTH | Natural gas | 74878 | GW | FR
54805 | J.R. Simplot Company | WH | Natural gas | 15940 | PD | BE
10621 | PPG Powerhouse A | PUR | Oil | 29422 | SW | FR
55557 | Port Arthur Steam Energy | WH | Oil | 12188 | SW | FR
50202 | C&H Sugar Plant | PUR | Natural gas | 42002.94 | SW | FR
50624 | Wilmington Hydrogen Plant | WH | Natural gas | 203584.57 | PD | BE
50388 | BP Chemicals Green Lake Plant | WH | Natural gas | 15404 | SW | FR
10623 | PPG Riverside | PUR | Oil | 220727 | SW | FR
54694 | Mosaic South Pierce Operations | WH | Natural gas | 238284 | SW | FR
54749 | Mosaic New Wales Operations | WH | Natural gas | 522590.16 | SW | FR
10601 | Tesoro Wilmington Calciner | WH | Oil | 214262 | SW | FR
50371 | The Mosaic Company, Plant City Facility | WH | Natural gas | 207420.92 | SW | FR
6474 | Martinez Sulfuric Acid Regeneration Plt | OTH | Oil | 453.584 | SW | SA
6056 | Goodsprings Waste Heat Recovery | WH | Natural gas | 14965 | SW | SA
54945 | Swift Creek Chemical Complex | OTH | Natural gas | 69632.736 | SW | FR
50205 | Williams Ignacio Natural Gas Plant | WH | Oil | 42386 | SW | FR
50404 | Heat Recovery Coke Facility | WH | Oil | 342381 | SW | FR
6288 | East Kansas Agri-Energy, LLC | WH | Natural gas | 0.97 | SW | FR
10610 | Consumer Products (Camas) LLC | PUR | Solid Biomass | 66234 | SW | FR
57944 | Simplot Phosphates | OTH | Natural gas | 74052.906 | SW | FR
10425 | Texas City Plant Union Carbide | PUR | Oil | 76899.66 | SW | FR
54785 | Mosaic Co Bartow Facility | WH | Natural gas | 326750.56 | SW | FR
3176 | Houston Chemical Complex Battleground | OTH | Oil | 10899.537 | SW | FR
10606 | Granite City Works | PUR | Bituminous coal | 278471.87 | SW | SA
54935 | Suwannee River Chemical Complex | OTH | Natural gas | 17871.035 | SW | FR
10464 | Duluth Paper Mill | PUR | Solid Biomass | 53931 | SW | FR
54533 | Mosaic Phosphates Uncle Sam | OTH | Natural gas | 85614.14 | GW | FR
10381 | Wisconsin Rapids Paper Mill | PUR | Solid Biomass | 32208 | GW | FR
54690 | Mosaic Co Tampa Facility | OTH | Natural gas | 225654.09 | GW | FR
56319 | Inland Paperboard Packaging Rome | OTH | Solid Biomass | 2515.289 | GW | FR
57046 | LaFarge Alpena | OTH | Bituminous coal | 1875.101 | GW | FR
2059 | Franklin Heating Station | PUR | Oil | 16644.88 | GW | FR
10605 | Sherwin Alumina | PUR | Bituminous coal | 151934 | GW | FR
10822 | Twin Rivers Paper Co LLC | PUR | Solid Biomass | 96682 | GW | FR
4259 | Glen Ullin Station 6 | WH | Subbituminous coal | 31440 | GW | FR
59233 | ExxonMobil Oil Torrance Refinery | WH | Oil | 68496 | GW | FR
50633 | ADA Carbon Solutions Red River | WH | Oil | 42434.59 | GW | FR
6285 | PCS Phosphate | OTH | Natural gas | 317875 | None | None
57936 | PPG Powerhouse C | OTH | Oil | 81033.225 | None | None
57937 | Houston Plant | OTH | Oil | 13758 | None | None
Reported Fuel Type Code | (All)
Sum of 2014 MWh net generation | Column Labels
Row Labels | Bituminous coal | Natural gas | Oil | Solid Biomass | Subbituminous coal | Grand Total
GW | 153809.101 | 500550.23 | 127575.47 | 131405.289 | 31440 | 944780.09
FR | 153809.101 | 500550.23 | 127575.47 | 131405.289 | 31440 | 944780.09
PD |  | 219524.57 |  |  |  | 219524.57
BE |  | 219524.57 |  |  |  | 219524.57
SW | 307563.403 | 1531953.865 | 1147330.242 | 135554.771 |  | 3122402.281
FR | 29091.533 | 1516988.865 | 1146876.658 | 135554.771 |  | 2828511.827
SA | 278471.87 | 14965 | 453.584 |  |  | 293890.454
Grand Total | 461372.504 | 2252028.665 | 1274905.712 | 266960.06 | 31440 | 4286706.941
| withd m^3 | cons m^3
Total water to be allocated: | 357814353 | 8182356
Allocate based on portion of wet-cooled MWh represented by category
|  | Oil |  | Natural gas |  | Subbituminous coal |  | Bituminous coal |  | Solid Biomass and RDF
Source Water | Quality | withd | cons | withd | cons | withd | cons | withd | cons | withd | cons
Surface | Freshwater | 95730577.1076 | 2189128.6792 | 126624095.5374 | 2895589.3445 |  |  | 2428290.1074 | 55529.1703 | 11314849.2185 | 258743.4618
Surface | Brackish Water
Surface | Saline | 37860.9659 | 865.7895 | 1249138.76 | 28564.8073 |  |  | 23244236.9782 | 531539.9461
Surface | Not RO Treatable
Ground | Freshwater | 10648811.5201 | 243512.7772 | 41781269.2019 | 955437.4101 | 2624318.2502 | 60011.8637 | 12838550.5978 | 293586.8576 | 10968489.125 | 250823.0373
Ground | Brackish Water
Ground | Saline
Ground | Not RO Treatable
Reuse | Freshwater |  |  | 18323865.63 | 419022.8554
Reuse | Brackish Water
Reuse | Saline
Reuse | Not RO Treatable

## Intermediate o&g entries
| Well Drilling |  |  | Well Drilling | UNCONVENTIONAL |  | Well Drilling | CONVENTIONAL |  | Hydraulic Fracturing |  |  | EOR |  |  | Produced Water | *adjusted to 2014 production |  | Produced Water, Unconventional | **ok for 2014 |  | Produced Water, Conventional | **ok for 2014
Oil | value | unit | source | value | unit | source | value | unit | source | value | unit | source | value | unit | source | value | unit | source | value | unit | source | value | unit | source
Total volume | 16.393 | million m^3 | Scanlon et al 2014 based on bore volume, cement; EIA for oil production in 2014 | 9.8113 | million m^3 |  | 6.5817 | million m^3 |  | 121.8462 | million m^3 | Chen and Carter 2016 with Kondash, Vengosh o/g split | 2295.5856 | million m^3 | Veil 2014 adjusted from '12 to '14 | 4474.0174 | million m^3 | Veil 2014 w/ WOR assumption fill in | 69.3206 | million m^3 | Kondash, Vengosh 2015 with adjustments to get single year estimate | 4404.6967 | million m^3 | total less unconventional
Assumed gwater | 8.4096 | million m^3 | assume same ratio as frac | 5.0332 | million m^3 |  | 3.3764 | million m^3 |  | 66.6742 | million m^3 | using Chen and Carter 2016 with Kondash, Vengosh o/g split by state; Eagle Ford uses gwater; Bakken is p much surface (https://www.undeerc.org/bakken/Water-Consumption-in-the-Bakken.aspx) | 76.0122 | million m^3 | assume same ratio as frac | 4474.0174 | million m^3 | Veil 2014 + definitional gwater | 69.3206 | million m^3 | definitional gwater | 4404.6967 | million m^3
Assumed swater | 6.3441 | million m^3 | assume same ratio as frac | 3.797 | million m^3 |  | 2.5471 | million m^3 |  | 50.2981 | million m^3 | use ratio of bakken to eagle ford oil water -- bakken p much surface, EF p much gwater. account for 75% by themselves | 57.3426 | million m^3 | assume same ratio as frac | 0 | million m^3 | definitional gwater | 0 | million m^3 | definitional gwater | 0 | million m^3
Assumed recycled water | 1.6393 | million m^3 | assume 10% of wells use produced water for drilling (see chen and carter 2016 on HF well %)--this is purely an assumption. Upper bound: 0.6% of pw volume (veil 2015) | 0.98113 | million m^3 | assume 10% of wells use produced water for drilling (see chen and carter 2016 on HF well %)--this is purely an assumption. Upper bound: 0.6% of pw volume (veil 2015) | 0.65817 | million m^3 | assume 10% of wells use produced water for drilling (see chen and carter 2016 on HF well %)--this is purely an assumption. Upper bound: 0.6% of pw volume (veil 2015) | 4.8738 | million m^3 | derived from Chen and Carter 2016 figures, used to generate weighted average rather than the unweighted median reported in the paper | 2162.2308 | million m^3 | Veil 2014 adjusted from '12 to '14 based on proportion of PW; source is produced water | 0 | million m^3 | definitional gwater | 0 | million m^3 | definitional gwater | 0 | million m^3
Assumed fresh | 14.7537 | million m^3 | assume any nonrecycled is fresh; likely any brackish water is produced water and thus already counted | 8.8302 | million m^3 |  | 5.9236 | million m^3 |  | 116.9723 | million m^3 | assume nonrecycled water is fresh | 133.3548 | million m^3 | Veil 2014 adjusted from '12 to '14 based on ratio of fresh to PW for EOR in 2012; "makeup water" | 0 | million m^3 | Veil 2014 + my USGS PW map-based estimates of quality | 0 | million m^3 | Kondash, Vengosh 2015 with my quality estimates | 0 | million m^3
Assumed brackish | 0 | [5 empty] | 0 |  |  | 0 |  |  | 233.9961 | million m^3 | assume same ratio of PW is the PW used for EOR | 484.1771 | million m^3 | Veil 2014 + my USGS PW map-based estimates of quality | 0 | million m^3 | Kondash, Vengosh 2015 with my quality estimates | 484.1771 | million m^3
Assumed saline | 0.65817 |  |  | 0 | million m^3 | assume comes from same field at highest available PW quality: HF uses first | 0.65817 | million m^3 | assume comes from same field at highest available PW quality: HF uses first | 2.0913 | million m^3 | assume recycled water is saline up until run out from PW, then not RO treatable | 444.6863 | million m^3 | assume same ratio of PW is the PW used for EOR | 920.1303 | million m^3 | Veil 2014 + my USGS PW map-based estimates of quality | 2.0913 | million m^3 | Kondash, Vengosh 2015 with my quality estimates | 918.0391 | million m^3
Assumed not RO treatable | 0.98113 |  |  | 0.98113 | million m^3 | assume comes from same field at highest available PW quality: HF uses first | 0 |  |  | 2.7826 |  |  | 1483.5484 | million m^3 | assume same ratio of PW is the PW used for EOR | 3069.7099 | million m^3 | Veil 2014 + my USGS PW map-based estimates of quality | 67.2294 | million m^3 | Kondash, Vengosh 2015 with my quality estimates | 3002.4805 | million m^3
Gas
Total volume | 23.1695 | million m^3 | Grubert et al 2012, 0.7 L/GJ (based on Texas) | 11.2744 | million m^3 |  | 11.8951 | million m^3 |  | 214.1538 | million m^3 | Chen and Carter 2016 with Kondash, Vengosh o/g split |  |  |  | 330.94 | million m^3 | Veil 2014 w/ WGR assumption fill in | 109.2803 | million m^3 | Kondash, Vengosh 2015 with adjustments to get single year estimate | 110.2348 | million m^3 | total less unconventional
Assumed gwater | 13.7695 | million m^3 | assume same ratio as frac | 6.7003 | million m^3 |  | 7.0692 | million m^3 |  | 133.632 | million m^3 | using Chen and Carter 2016 with Kondash, Vengosh o/g split by state; use ratio of gwater to swater looking at TX and PA breakdown; TX is about 15% gwater as of 2008 (nicot, scanlon 2012); 40% of 2014 production is eagle ford (based on EIA production volumes, assuming all new oil is EF (and permian probably uses gwater too)), eagle ford uses almost entirely gwater (nicot et al 2014) |  |  |  | 330.94 | million m^3 | Veil 2014 + definitional gwater | 109.2803 | million m^3 | definitional gwater | 110.2348 | million m^3
Assumed swater | 7.4144 | million m^3 | assume same ratio as frac | 3.6079 | million m^3 |  | 3.8065 | million m^3 |  | 71.9557 | million m^3 | use ratio of gwater to swater looking at TX and PA breakdown; account for about 67% by themselves; PA is basically all gas, all surface water |  |  |  | 0 | million m^3 | definitional gwater | 0 | million m^3 | definitional gwater | 0 | million m^3
Assumed recycled water | 1.9856 | million m^3 | Veil 2014 0.6% PW used for beneficial reuse (assume all drilling) multiplied by Kondash, Vengosh o/g split | 0.96622 | million m^3 |  | 1.0194 | million m^3 |  | 8.5662 | million m^3 | derived from Chen and Carter 2016 figures, used to generate weighted average rather than the unweighted median reported in the paper |  |  |  | 0 | million m^3 | definitional gwater | 0 | million m^3 | definitional gwater | 0 | million m^3
Assumed fresh | 21.1839 | million m^3 | assume any nonrecycled is fresh; likely any brackish water is produced water and thus already counted | 10.3082 | million m^3 |  | 10.8757 | million m^3 |  | 205.5877 | million m^3 | assume nonrecycled water is fresh |  |  |  | 40.8527 | million m^3 | Veil 2014 + my USGS PW map-based estimates of quality | 0 | million m^3 | Kondash, Vengosh 2015 with my quality estimates | 0 | million m^3
Assumed brackish | 0 |  |  | 0 |  |  | 0 |  |  | 0 | [5 empty] | 40.906 | million m^3 | Veil 2014 + my USGS PW map-based estimates of quality | 0 | million m^3 | Kondash, Vengosh 2015 with my quality estimates | 0 | million m^3
Assumed saline | 0.96622 | million m^3 | Veil 2014 0.6% PW used for beneficial reuse (assume all drilling) multiplied by Kondash, Vengosh o/g split | 0.96622 | million m^3 |  | 0 | million m^3 |  | 8.5662 | million m^3 | assume recycled water is saline or lower |  |  |  | 27.17 | million m^3 | Veil 2014 + my USGS PW map-based estimates of quality | 10.8 | million m^3 | Kondash, Vengosh 2015 with my quality estimates | 0 | million m^3
Assumed not RO treatable | 1.0194 | million m^3 |  | 0 | million m^3 |  | 1.0194 | million m^3 |  | 0 | [5 empty] | 222.0114 | million m^3 | Veil 2014 + my USGS PW map-based estimates of quality | 98.4803 | million m^3 | Kondash, Vengosh 2015 with my quality estimates | 110.2348 | million m^3
[5 empty] | from once-through cooling |  | from closed loop cooling
Oil Refining |  | Withdrawal | Consumption |  | withd | cons | withd | cons | [6 empty] | gas PW as % of total | 7.397% |  |  | Shale / tight gas
Total volume |  | 660071712.4501 | 440047808.3001 |  | 10x cons | 1% of cooling total | 242026294.565 | 217823665.1085 | [6 empty] | 55% of total consumed | 2642.7266 |  |  | 109.2803 | million m^3 | Kondash, Vengosh 2015 with adjustments to get single year estimate
Surface | Freshwater | 469971059.2645 | 316306364.6061 |  | 14668260.2767 | 1466826.0277 | [8 empty] | 45% of total for EOR | 2162.2308 |  |  | 109.2803 | million m^3 | definitional gwater
Surface | Brackish Water | 0 | 0 | [11 empty] | assuming all gas PW is consumed: then for oil alone, |  |  |  | 0 | million m^3 | definitional gwater
Surface | Saline | 7334130.1383 | 733413.0138 |  | 7334130.1383 | 733413.0138 | [8 empty] | consumed | 51.67% |  |  | 0 | million m^3 | definitional gwater
Surface | Not RO Treatable | 0 | 0 | [11 empty] | not consumed (EOR) | 48.33% |  |  | 0 | million m^3 | Kondash, Vengosh 2015 with my quality estimates
Ground | Freshwater | 182766523.0473 | 123008030.6801 | [11 empty] | for conventional oil alone |  |  |  | 0 | million m^3 | Kondash, Vengosh 2015 with my quality estimates
Ground | Brackish Water | 0 | 0 | [11 empty] | consumed | 50.91% |  |  | 10.8 | million m^3 | Kondash, Vengosh 2015 with my quality estimates
Ground | Saline | 0 | 0 | [11 empty] | not consumed (EOR) | 49.09% |  |  | 98.4803 | million m^3 | Kondash, Vengosh 2015 with my quality estimates
Ground | Not RO Treatable | 0 | 0
Reuse | Freshwater | 0 | 0 | [15 empty] | Coalbed methane
Reuse | Brackish Water | 0 | 0 | [15 empty] | 111.4249 | million m^3 | NAP updated to 2014 production: https://www.nap.edu/read/12915/chapter/4#34 Table 2.1
Reuse | Saline | 0 | 0 | [15 empty] | 111.4249 | million m^3 | definitional gwater
Reuse | Not RO Treatable | 0 | 0 | [15 empty] | 0 | million m^3 | definitional gwater
[19 empty] | 0 | million m^3 | definitional gwater
[19 empty] | 40.8527 | million m^3 | assume max possible quality given breakout
Industrial self-supplied water withdrawals, 2005, by state: http://water.usgs.gov/edu/wateruse/pdf/wuindustrial-2005.pdf | [18 empty] | 40.906 | million m^3 | assume max possible quality given breakout
Approach: use the gwater/swater and fresh/saline split based on splits in the states accounting for most refining? | [18 empty] | 16.37 | million m^3 | assume max possible quality given breakout
No: look at what the water is for. Likely almost entirely freshwater given recirculation, process needs, etc. -- in many cases likely treated past potable. So assume all fresh except seawater. | [18 empty] | 13.2963 | million m^3 | assume max possible quality given breakout
Jacobs Consultancy 2016: ~10% US refining production uses once through cooling
Jacobs Consultancy 2016: 1.5 bbl/bbl water to crude. this aligns with 2006 MECS view of chemicals-included water use
Jacobs Consultancy 2016 | refineries basis (#, top 135, can have more than one source)
city/muni water | 60% | 2005: public supply is 1/3 gwater, 2/3 surface water, http://water.usgs.gov/edu/wugw.html
groundwater | 15% |  | non-once through:
1x seawater | 5% |  | surface water | 0.72
1x thru river water | 10% |  | groundwater | 0.28
surface water | 50%
Since we estimate about 50% of water consumption as due to cooling tower makeup and 10% of refining production uses 1x through
and based on Walker et al, Buchan Arena, and Nacheva, we est. ~10 gal/bbl for cooling makeup…
and assuming cooling towers consume 90% of withd and 1x through consumes 10% of withd…
and assuming 1/3 of 1x through is seawater and 2/3 is surface freshwater…
| consumption | % of production | total contribution to average
closed loop | 11 | 0.9 | 0.99
open loop | 1 | 0.1 | 0.01
average | 10
--> so say that open loop consumption is 1% of 50% of total consumption and that 1/3 is seawater and 2/3 is surface freshwater
Oil well drilling + cementing (not HF)
conventional | 0.025 | vol/vol
unconventional | 0.04 | vol/vol
Note on D4: Emily Grubert: I do not feel great about this assumption -- shales and general drilling are not evenly distributed
Note on P4: Emily Grubert: I do not feel great about this assumption -- shales and general drilling are not evenly distributed
Note on D6: Emily Grubert: I like this because it preserves the water balance
Note on G6: Emily Grubert: I like this because it preserves the water balance
Note on J6: Emily Grubert: I like this because it preserves the water balance
Note on T13: Emily Grubert: SHALE ONLY
Note on T24: Emily Grubert: SHALE ONLY

## Intermediate coal entries
Consumption (m^3) | Cooling (includes FGD and post-combustion ash handling) | FGD | Post-combustion ash handling
Coal Total |  | 274046429.3596 | 65829962.2071
Subbituminous (Western) Coal |  | 53676699.0711 | 19791595.2253
Bituminous (Appalachia, Illinois, and Rocky Mountain) Coal |  | 241508642.1544 | 41858361.9132
Lignite (Gulf Coast and North Dakota) Coal |  | -21138911.8659 | 4180005.0686
Withdrawal (m^3) | Cooling (includes FGD and post-combustion ash handling) | FGD | Post-combustion ash handling
Coal Total |  | -17536525006.5698 | 65829962.2071
Subbituminous (Western) Coal |  | -11484127646.1613 | 19791595.2253
Bituminous (Appalachia, Illinois, and Rocky Mountain) Coal |  | -10673611957.6915 | 41858361.9132
Lignite (Gulf Coast and North Dakota) Coal |  | 4621214597.283 | 4180005.0686
Assumptions
*all water for ash handling is fresh
*all water used for ponding solid waste products is fresh and is 100% consumed
Allocating FGD water across coal types:
*use scrubbed:unscrubbed comparisons for plants using more than 90% BIT, SUB, or LIG and calc water use, then use weighted averages to allocate (see waste byproduct workbook)
*Leonard 1991: 65-70% of prep water is surface. assume 65%. Also note this is similar to both public supply and ag numbers.

## Intermediate geothermal
2014: Form 923, Page 1 Sched 2, 3, 4, 5, etc
gal | 0.0037854 | m^3 |  |  |  |  | ac-ft | 325851 | gal
[6 empty] | Cooling |  |  | Reservoir augmentation |  |  |  | Production
Plant Id | Net Generation (Megawatthours) | YEAR | Plant type | Water quality | Cooling type | Est water consumption, 2014, m^3 | Est water withdrawal, 2014, m^3 | Source | Est water consumption, 2014, m^3 | Est water withdrawal, 2014, m^3 | Source | Quality | m^3 |  | Surface water | Ground-water | Reclaimed water
286 | 4591707 | 2014 | flash steam | fresh | wet | 695259.7438 | 695259.7438 | groundwater | 17643985.2805 | 17643985.2805 | reclaimed water | reclaimed | 46930032.7061 | drilling, m^3 | 45142.8534 | 453060.2034 | 45686.7432 | **major caveat: ratios are based on number of projects (Clark et al 2013)
299 | 274996 | 2014 | binary | fresh | air | 41638.9043 | 41638.9043 | groundwater | 0 | 0 |  |  | 1926031.6854 | cooling, m^3 | 6226216.2783 | 12010966.6828 | 0
510 | 318272 | 2014 | dry steam | fresh | wet | 48191.6005 | 48191.6005 | groundwater | 0 | 0 |  |  | 3252933.0311 | production, m^3 | 128889402.3659
902 | 69072 | 2014 | dry steam | brackish | wet | 10458.6336 | 10458.6336 | groundwater | 0 | 0 |  |  | 705957.7667 | augmentation, m^3 | 0 | 3007224.4683 | 17643985.2805
7368 | 469471 | 2014 | dry steam | brackish | wet | 71085.6087 | 71085.6087 | groundwater | 0 | 0 |  |  | 4798278.5889
7369 | 371135 | 2014 | dry steam | brackish | wet | 56195.9256 | 56195.9256 | groundwater | 0 | 0 |  |  | 3793224.9789 | Total | 135160761.4976 | 15471251.3544 | 17689672.0237
10018 | 73103 | 2014 | binary | fresh | air | 11068.9931 | 11068.9931 | groundwater | 0 | 0 |  |  | 0
10199 | 207225 | 2014 | dry steam | fresh | wet | 31377.2635 | 31377.2635 | groundwater | 0 | 0 |  |  | 2117965.2856 | Fresh | 150632012.852 | m^3
10287 | 12224 | 2014 | binary | fresh | wet | 29021.6139 | 29021.6139 | groundwater | 0 | 0 |  |  | 103103.1019 | Reclaimed | 17689672.0237 | m^3
10287 | 96109 | 2014 | binary | fresh | wet | 228177.2159 | 228177.2159 | groundwater | 0 | 0 |  |  | 810629.583
10469 | 89366 | 2014 | dry steam | fresh | wet | 13531.478 | 13531.478 | groundwater | 0 | 0 |  |  | 913374.7652 | m^3/GJ | total | fresh | nonfresh
10479 | 94254 | 2014 | binary | fresh | air | 14271.6014 | 14271.6014 | groundwater | 0 | 0 |  |  | 0 | consumption | 0.68989 | 0.3804 | 0.30949
10480 | 56293 | 2014 | binary | fresh | air | 8523.6834 | 8523.6834 | groundwater | 0 | 0 |  |  | 0 | withdrawal (net of production) | 2.9449 | 2.6354 | 0.30949
10481 | 69001 | 2014 | binary | fresh | air | 10447.883 | 10447.883 | groundwater | 0 | 0 |  |  | 0 | production | -2.255 | -2.255 | 0
10631 | 359218 | 2014 | flash steam | fresh | wet | 54391.4964 | 54391.4964 | surface water | 0 | 0 |  |  | 3671426.0053
10632 | 317092 | 2014 | flash steam | fresh | wet | 48012.9291 | 48012.9291 | surface water | 0 | 0 |  |  | 3240872.7148
10634 | 344670 | 2014 | flash steam | fresh | wet | 52188.6906 | 52188.6906 | surface water | 0 | 0 |  |  | 3522736.6147
10759 | 324243 | 2014 | flash steam | fresh | wet | 49095.7078 | 49095.7078 | surface water | 0 | 0 |  |  | 3313960.2755
10763 | 46944 | 2014 | flash steam | fresh | wet | 168480.9792 | 168480.9792 | surface water | 0 | 0 |  |  | 350121.5331
10763 | 46944 | 2014 | flash steam | fresh | wet | 168480.9792 | 168480.9792 | surface water | 0 | 0 |  |  | 350121.5331
10873 | 473318 | 2014 | flash steam | fresh | wet | 71668.1076 | 71668.1076 | groundwater | 2061144.4683 | 2061144.4683 | groundwater | fresh | 4837597.264
10874 | 449159 | 2014 | flash steam | fresh | wet | 68010.0388 | 68010.0388 | groundwater | 0 | 0 |  |  | 4590677.6195
10875 | 340994 | 2014 | flash steam | fresh | wet | 51632.0839 | 51632.0839 | groundwater | 0 | 0 |  |  | 3485165.6634 | Sum of Est water consumption, 2014, m^3 | Column Labels
10878 | 70725 | 2014 | flash steam | fresh | wet | 10708.9249 | 10708.9249 | surface water | 0 | 0 |  |  | 722852.4301 |  | air | air Total | hybrid |  | hybrid Total | wet |  |  | wet Total | Grand Total
10879 | 110714 | 2014 | flash steam | fresh | wet | 16763.9153 | 16763.9153 | surface water | 0 | 0 |  |  | 1131564.2834 | Row Labels | binary |  | binary | flash steam |  | binary | dry steam | flash steam
50066 | 490053 | 2014 | dry steam | fresh | wet | 74202.0611 | 74202.0611 | groundwater | 0 | 0 |  |  | 5008639.1222 | groundwater | 327351.5062 | 327351.5062 | 1258539.0481 | 10342.043 | 1268881.0911 | 9106740.1699 | 326194.2307 | 981799.6849 | 10414734.0855 | 12010966.6828
50210 | 271038 | 2014 | flash steam | fresh | wet | 41039.5982 | 41039.5982 | surface water | 0 | 0 |  |  | 2770172.8801 | surface water | [5 empty] | 5412657.2706 |  | 813559.0077 | 6226216.2783 | 6226216.2783
50654 | 44224 | 2014 | binary | fresh | air | 6696.2389 | 6696.2389 | groundwater | 0 | 0 |  |  | 328315.5925 | Grand Total | 327351.5062 | 327351.5062 | 1258539.0481 | 10342.043 | 1268881.0911 | 14519397.4405 | 326194.2307 | 1795358.6926 | 16640950.3637 | 18237182.961
50654 | 36183 | 2014 | binary | fresh | air | 5478.6996 | 5478.6996 | groundwater | 0 | 0 |  |  | 268619.8237
50762 | 33960 | 2014 | flash steam | fresh | wet | 5142.1009 | 5142.1009 | surface water | 0 | 0 |  |  | 347091.8137
50765 | 137837 | 2014 | binary | fresh | air | 20870.7823 | 20870.7823 | groundwater | 0 | 0 |  |  | 0 | Sum of Est water consumption, 2014, m^3 | Column Labels
50766 | 79904 | 2014 | flash steam | fresh | wet | 12098.776 | 12098.776 | surface water | 0 | 0 |  |  | 816667.3817 |  | air | air Total | hybrid |  | hybrid Total | wet |  |  | wet Total | Grand Total
50964 | 1525 | 2014 | flash steam | fresh | wet | 230.91 | 230.91 | groundwater | 0 | 0 |  |  | 15586.4257 | Row Labels | binary |  | binary | flash steam |  | binary | dry steam | flash steam
52015 | 487764 | 2014 | flash steam | fresh | wet | 73855.4689 | 73855.4689 | groundwater | 946080 | 946080 | groundwater | fresh | 4985244.1527 | brackish | [6 empty] | 137740.1679 | 1607.1337 | 139347.3016 | 139347.3016
52028 | 58502 | 2014 | binary | fresh | air | 8858.1622 | 8858.1622 | groundwater | 0 | 0 |  |  | 410341.3387 | fresh | 311687.3282 | 311687.3282 | 1258539.048 | 10342.0429 | 1268881.091 | 14519397.44 | 188454.0628 | 1793751.559 | 16501603.06 | 18082171.48
52028 | 195339 | 2014 | binary | fresh | air | 29577.5282 | 29577.5282 | groundwater | 0 | 0 |  |  | 1370135.4956 | none | 15664.178 | 15664.178 | [7 empty] | 15664.178
52138 | 0 | 2014 | binary | fresh | wet | 0 | 0 | groundwater | 0 | 0 |  |  | 0 | Grand Total | 327351.5062 | 327351.5062 | 1258539.048 | 10342.0429 | 1268881.091 | 14519397.44 | 326194.2307 | 1795358.693 | 16640950.36 | 18237182.96
52158 | 139692 | 2014 | dry steam | fresh | wet | 21151.6597 | 21151.6597 | groundwater | 0 | 0 |  |  | 1427737.033
52174 | 68302 | 2014 | flash steam | fresh | hybrid | 10342.043 | 10342.043 | groundwater | 0 | 0 |  |  | 258551.0738 | Sum of Est water consumption, 2014, m^3 | Column Labels
54038 | 71914 | 2014 | flash steam | fresh | wet | 10888.959 | 10888.959 | surface water | 0 | 0 |  |  | 735004.7318 |  | air | air Total | hybrid |  | hybrid Total | wet |  |  | wet Total | Grand Total
54111 | 226191 | 2014 | binary | fresh | wet | 2911167.2893 | 2911167.2893 | surface water | 0 | 0 |  |  | 0 | Row Labels | binary |  | binary | flash steam |  | binary | dry steam | flash steam
54665 | 74230 | 2014 | binary | fresh | wet | 955369.3466 | 955369.3466 | groundwater | 0 | 0 |  |  | 0 | groundwater | 327351.5062 | 327351.5062 | 1258539.0481 | 10342.043 | 1268881.0911 | 9106740.1699 | 326194.2307 | 981799.6849 | 10414734.0855 | 12010966.6828
54666 | 76104 | 2014 | binary | fresh | wet | 979488.465 | 979488.465 | groundwater | 0 | 0 |  |  | 0 | surface water | [5 empty] | 5412657.2706 |  | 813559.0077 | 6226216.2783 | 6226216.2783
54689 | 16626 | 2014 | binary | fresh | wet | 38043.6903 | 38043.6903 | surface water | 0 | 0 |  |  | 141379.9396 | Grand Total | 327351.5062 | 327351.5062 | 1258539.0481 | 10342.043 | 1268881.0911 | 14519397.4405 | 326194.2307 | 1795358.6926 | 16640950.3637 | 18237182.961
54689 | 248386 | 2014 | binary | fresh | wet | 568357.9969 | 568357.9969 | surface water | 0 | 0 |  |  | 2112161.5343
54724 | 83900 | 2014 | flash steam | fresh | wet | 12703.836 | 12703.836 | surface water | 0 | 0 |  |  | 857508.9273
54996 | 295485 | 2014 | flash steam | fresh | wet | 44741.275 | 44741.275 | surface water | 0 | 0 |  |  | 3020036.0594
55983 | 303206 | 2014 | flash steam | fresh | wet | 45910.361 | 45910.361 | surface water | 0 | 0 |  |  | 3098949.366
55984 | 52329 | 2014 | flash steam | fresh | wet | 7923.4688 | 7923.4688 | surface water | 0 | 0 |  |  | 534834.1437
55988 | 10614 | 2014 | flash steam | brackish | wet | 1607.1337 | 1607.1337 | groundwater | 0 | 0 |  |  | 108481.5227
55991 | 52129 | 2014 | flash steam | fresh | wet | 7893.1855 | 7893.1855 | groundwater | 0 | 0 |  |  | 532790.0223
56317 | 78799 | 2014 | binary | fresh | wet | 1014174.1768 | 1014174.1768 | groundwater | 0 | 0 |  |  | 0
56321 | 149748 | 2014 | binary | fresh | hybrid | 566857.5767 | 566857.5767 | groundwater | 0 | 0 |  |  | 0
56540 | 47276 | 2014 | binary | fresh | hybrid | 178959.0432 | 178959.0432 | groundwater | 0 | 0 |  |  | 0
56541 | 135447 | 2014 | binary | fresh | hybrid | 512722.4283 | 512722.4283 | groundwater | 0 | 0 |  |  | 0
56832 | 138508 | 2014 | binary | fresh | wet | 1782652.5322 | 1782652.5322 | surface water | 0 | 0 |  |  | 0
56982 | 239601 | 2014 | binary | fresh | wet | 3083759.2728 | 3083759.2728 | groundwater | 0 | 0 |  |  | 0
57213 | 103451 | 2014 | binary | none | air | 15664.178 | 15664.178 | groundwater | 0 | 0 |  |  | 0
57353 | 81479 | 2014 | binary | fresh | wet | 1048666.8327 | 1048666.8327 | groundwater | 0 | 0 |  |  | 0
57376 | 77942 | 2014 | binary | fresh | air | 11801.697 | 11801.697 | groundwater | 0 | 0 |  |  | 0
57446 | 325495 | 2014 | binary | fresh | air | 49285.2811 | 49285.2811 | groundwater | 0 | 0 |  |  | 0
57451 | 137376 | 2014 | binary | fresh | wet | 1768083.2461 | 1768083.2461 | groundwater | 0 | 0 |  |  | 0
57456 | 76894 | 2014 | flash steam | fresh | wet | 11643.0127 | 11643.0127 | groundwater | 0 | 0 |  |  | 785903.3547
57475 | 429194 | 2014 | flash steam | fresh | wet | 64987.0104 | 64987.0104 | surface water | 0 | 0 |  |  | 4386623.2008
58022 | 183467 | 2014 | binary | fresh | air | 27779.9127 | 27779.9127 | groundwater | 0 | 0 |  |  | 0
58319 | 116276 | 2014 | binary | fresh | air | 17606.0933 | 17606.0933 | groundwater | 0 | 0 |  |  | 0
58533 | 150459 | 2014 | binary | fresh | air | 22781.9601 | 22781.9601 | groundwater | 0 | 0 |  |  | 0
58570 | 165107 | 2014 | binary | fresh | air | 24999.9076 | 24999.9076 | groundwater | 0 | 0 |  |  | 0
58629 | 8736 | 2014 | binary | fresh | wet | 112435.762 | 112435.762 | surface water | 0 | 0 |  |  | 0
Source | (All)
Water quality | (All)
Row Labels | Sum of Est water withdrawal, 2014, m^3 | Sum of Est water consumption, 2014, m^3 | Sum of Net Generation (Megawatthours)
wet | 16640950.3637 | 16640950.3637 | 13314239
binary | 14519397.4405 | 14519397.4405 | 1434369
dry steam | 326194.2307 | 326194.2307 | 2154286
flash steam | 1795358.6926 | 1795358.6926 | 9725584
air | 327351.5062 | 327351.5062 | 2161929
binary | 327351.5062 | 327351.5062 | 2161929
hybrid | 1268881.0911 | 1268881.0911 | 400773
binary | 1258539.0481 | 1258539.0481 | 332471
flash steam | 10342.043 | 10342.043 | 68302
Grand Total | 18237182.961 | 18237182.961 | 15876941
Heat
Total geothermal direct heating capacity | 17 | MW_th | Boyd et al 2015
capacity factor | 0.13 |  | Boyd et al 2015 | **overall** might be different for open and closed loop
% of standardized systems that are open loop | 0.1 |  | Boyd et al 2015 | they give in terms of installations percentage, but they seem to normalize an installation to 12 kW equiv
| 8760 | hours/year
| 3.412 | mmbtu/MWh_th
Total open loop GJ | 6605.4955 | mmbtu
| 6969.1677 | GJ
Total all systems GJ | 69691.6768 | GJ
Water
Flow rate | 1.5 | gal/min per ton | Geojerry (geothermal install help site), waterfurnace (company)
| 288000 | btu per ton of cooling (over 24 hours)
| 60 | min/hour
| 24 | hour/ton
Water rate | 7500 | gal/mmbtu
| 26.9091 | m^3/GJ | withdrawn (open loop systems)
consumed (pump and dump systems)
Total water for direct heating | 187533.816 | m^3 | withdrawal | fresh | groundwater* | *assume most is gwater, Section III EPA 1997, Manual on Environmental Issues Related to Geothermal Heat Pump Systems
|  | m^3 | consumption | fresh
| 2.6909 | m^3/GJ | withdrawn (average, all systems)
Note on J5: Emily Grubert: all augmentation water at The Geysers is assigned to plant 286 but actually applies to 286, 510, 902, 7368, 7369, 10199, 10469, 50066, and 52158
Note on K5: Emily Grubert: all augmentation water at The Geysers is assigned to plant 286 but actually applies to 286, 510, 902, 7368, 7369, 10199, 10469, 50066, and 52158
Note on J7: Emily Grubert: all augmentation water at The Geysers is assigned to plant 286 but actually applies to 286, 510, 902, 7368, 7369, 10199, 10469, 50066, and 52158
Note on K7: Emily Grubert: all augmentation water at The Geysers is assigned to plant 286 but actually applies to 286, 510, 902, 7368, 7369, 10199, 10469, 50066, and 52158
Note on J8: Emily Grubert: all augmentation water at The Geysers is assigned to plant 286 but actually applies to 286, 510, 902, 7368, 7369, 10199, 10469, 50066, and 52158
Note on K8: Emily Grubert: all augmentation water at The Geysers is assigned to plant 286 but actually applies to 286, 510, 902, 7368, 7369, 10199, 10469, 50066, and 52158
Note on J9: Emily Grubert: all augmentation water at The Geysers is assigned to plant 286 but actually applies to 286, 510, 902, 7368, 7369, 10199, 10469, 50066, and 52158
Note on K9: Emily Grubert: all augmentation water at The Geysers is assigned to plant 286 but actually applies to 286, 510, 902, 7368, 7369, 10199, 10469, 50066, and 52158
Note on J10: Emily Grubert: all augmentation water at The Geysers is assigned to plant 286 but actually applies to 286, 510, 902, 7368, 7369, 10199, 10469, 50066, and 52158
Note on K10: Emily Grubert: all augmentation water at The Geysers is assigned to plant 286 but actually applies to 286, 510, 902, 7368, 7369, 10199, 10469, 50066, and 52158
Note on J12: Emily Grubert: all augmentation water at The Geysers is assigned to plant 286 but actually applies to 286, 510, 902, 7368, 7369, 10199, 10469, 50066, and 52158
Note on K12: Emily Grubert: all augmentation water at The Geysers is assigned to plant 286 but actually applies to 286, 510, 902, 7368, 7369, 10199, 10469, 50066, and 52158
Note on J15: Emily Grubert: all augmentation water at The Geysers is assigned to plant 286 but actually applies to 286, 510, 902, 7368, 7369, 10199, 10469, 50066, and 52158
Note on K15: Emily Grubert: all augmentation water at The Geysers is assigned to plant 286 but actually applies to 286, 510, 902, 7368, 7369, 10199, 10469, 50066, and 52158
Note on J25: Emily Grubert: all augmentation water at Coso is assigned to plant 10873 but actually applies to 10873, 10874, and 10875
Note on K25: Emily Grubert: all augmentation water at Coso is assigned to plant 10873 but actually applies to 10873, 10874, and 10875
Note on J26: Emily Grubert: all augmentation water at Coso is assigned to plant 10873 but actually applies to 10873, 10874, and 10875
Note on K26: Emily Grubert: all augmentation water at Coso is assigned to plant 10873 but actually applies to 10873, 10874, and 10875
Note on J27: Emily Grubert: all augmentation water at Coso is assigned to plant 10873 but actually applies to 10873, 10874, and 10875
Note on K27: Emily Grubert: all augmentation water at Coso is assigned to plant 10873 but actually applies to 10873, 10874, and 10875
Note on J30: Emily Grubert: all augmentation water at The Geysers is assigned to plant 286 but actually applies to 286, 510, 902, 7368, 7369, 10199, 10469, 50066, and 52158
Note on K30: Emily Grubert: all augmentation water at The Geysers is assigned to plant 286 but actually applies to 286, 510, 902, 7368, 7369, 10199, 10469, 50066, and 52158
Note on J38: Emily Grubert: average 30 L/sec
Note on K38: Emily Grubert: average 30 L/sec
Note on J42: Emily Grubert: all augmentation water at The Geysers is assigned to plant 286 but actually applies to 286, 510, 902, 7368, 7369, 10199, 10469, 50066, and 52158
Note on K42: Emily Grubert: all augmentation water at The Geysers is assigned to plant 286 but actually applies to 286, 510, 902, 7368, 7369, 10199, 10469, 50066, and 52158
Note on I62: Emily Grubert: assume air cooled plants use wells or formation water
Note on I64: Emily Grubert: assume air cooled plants use wells or formation water
Note on I65: Emily Grubert: assume air cooled plants use wells or formation water